## Summary
Department of Science and Technology - Patna, Bihar.
Budget Summary of Furniture, Equipment & Softwares Required in Govt. Engg. Colleges.
S. No. | College Name | Estimated Budget for Furniture (Rs /-) | Estimated Budget for Civil Engg. Labs (Rs /-) | Estimated Budget for Mech. Engg. Labs (Rs /-) | Estimated Budget for EE/EEE. Labs (Rs /-) | Estimated Budget for ECE. Labs (Rs /-) | Estimated Budget for Softwares Required (Rs /-) | Estimated Budget for Workshop (Rs /-) | Estimated Budget for CSE. Labs (Rs/-) | Estimated Budget for Chemistry Lab (Rs /-) | Estimated Budget for Physics Lab (Rs /-) | Total Estimated Budget (Rs /-) | Total BudgetAlloted (Rs /-)
1 | RRSDEC Begusarai | 1040000 | 6393615 | 3970351 | 1423402 | 0 | 3901000 | 4777500 | 6542000 | 0 | 240700 | 28288568 | 28250000
2 | SIT Sitamarhi | 2490000 | 0 | 0 | 0 | 0 | 0 | 0 | 0 | 0 | 0 | 2490000 | 2500000
3 | BPMEC Madhepura | 251000 | 1277800 | 259350 | 220091 | 0 | 0 | 0 | 485000 | 0 | 0 | 2493241 | 2500000
4 | SCE Sasaram | 0 | 7739758 | 8186321 | 5664257 | 0 | 2367000 | 0 | 778000 | 2393765 | 1121800 | 28250901 | 28250000
5 | KCE Katihar | 2638000 | 0 | 0 | 0 | 0 | 3901000 | 13951250 | 0 | 3992725 | 1206800 | 25689775 | 28250000
6 | SCE Saharsa | 7314000 | 0 | 0 | 0 | 0 | 3294275 | 14155800 | 0 | 2135600 | 1206800 | 28106475 | 28250000
7 | SCE Supaul | 5720000 | 0 | 0 | 0 | 2921050 | 838875 | 10457250 | 0 | 1972550 | 1206800 | 23116525 | 28250000
8 | PCE Purnea | 2325000 | 10774725 | 0 | 0 | 0 | 1637125 | 13513150 | 0 | 0 | 0 | 28250000 | 28250000
9 | GEC Jamui | 490000 | 0 | 0 | 0 | 0 | 5901000 | 17815650 | 0 | 4433425 | 1206800 | 29846875 | 28250000
10 | GEC Vaishali | 0 | 0 | 0 | 550053 | 1140400 | 727600 | 0 | 0 | 0 | 0 | 2418053 | 2500000
11 | GEC Banka | 0 | 0 | 0 | 0 | 0 | 7626000 | 12434225 | 0 | 4433425 | 1206800 | 25700450 | 28250000
12 | BCE Bakhtiyarpur | 0 | 0 | 0 | 0 | 0 | 5142000 | 17511350 | 0 | 4102425 | 1151800 | 27907575 | 28250000
13 | GEC Kaimur | 7255000 | 958300 | 350500 | 3853476 | 643000 | 3126000 | 8555400 | 0 | 2393765 | 1120800 | 28256241 | 28250000
14 | FREC Araria | 0 | 0 | 0 | 0 | 0 | 57000 | 0 | 0 | 228225 | 605400 | 890625 | 2500000
15 | GEC Khagaria | 0 | 0 | 0 | 0 | 0 | 57000 | 0 | 0 | 228225 | 605400 | 890625 | 2500000
Total |  | 29523000 | 27144198 | 12766522 | 11711279 | 4704450 | 38575875 | 113171575 | 7805000 | 26314130 | 10879900 | 282595929 | 295000000

## Furniture
Department of Science and Technology - Patna, Bihar. |  |  |  |  | R.R.S.D.E.C, Begusarai |  | S.I.T, Sitamarhi |  | B.P.M.E.C, Madhepura |  | S.E.C, Sasaram |  | KEC, Katihar |  | SEC, Saharsa |  | SCE Supaul |  | PCE, Purnea |  | G.E.C. Jamui |  | GEC, Vaishali |  | GEC, Banka |  | BCE Bakhtiyarpur |  | GEC, Kaimur |  | SPNREC, Araria |  | GEC, Khagaria |  | Total
Furniture Required in Engg. Colleges
S.NO | Furniture Code | Specification | SQ | Price per Unit (Rs/-) | RQ | Total Price (Rs/-) | RQ | Total Price (Rs/-) | RQ | Total Price (Rs/-) | RQ | Total Price (Rs/-) | RQ | Total Price (Rs/-) | RQ | Total Price (Rs/-) | RQ | Total Price (Rs/-) | RQ | Total Price (Rs/-) | RQ | Total Price (Rs/-) | RQ | Total Price (Rs/-) | RQ | Total Price (Rs/-) | RQ | Total Price (Rs/-) | RQ | Total Price (Rs/-) | RQ | Total Price (Rs/-) | RQ | Total Price (Rs/-) | RQ | Total Price (Rs/-)
Admin Block -Total Furniture
1 | OT-D | Office Table made of MS ERW round tube dia 25.4 x 1.2mm thick with 18mm thick Pre Laminated top size 1199 X 590 X 735 mm with one side one drawer unit made of .5mm thick CRCA sheet mild steel, All steel components have powder coated paint fitted with lock. | 30 | 11000 | 0 | 0 | 0 | 0 | 0 | 0 | 0 | 0 | 0 | 0 | 0 | 0 | 0 | 0 | 0 | 0 | 0 | 0 | 0 | 0 | 0 | 0 | 0 | 0 | 0 | 0 | 0 | 0 | 0 | 0 | 0 | 0
2 | 2SS | 2 Seater Sofa Overall size-1130W x 700D x 785 H cm, Seat Height-43.5 cm SIDE FRAME ASSEMBLY: The side frame assembly is fitted to the two ends of the connecting beam assembly to form, the leg-cum-armrest assembly. It is made of 0 3.81 ±0.03cm. x 0.2 ±0.016cm. thick MS E.R.W. tube and powder coated ( DFT 40-60 microns ). The ends are fitted with ABS moulded end caps, 3. SEATREST ASSEMBLY:The seat rest assembly consists of a fabricated inner-frame assembly insitu-moulded High Resilience (HR) Polyurethane foam having density = 45 +/- 2 Kg/m3 with Hardness load 25 ± 2 kgf as per IS:7888 for 25% compression of the foam. The complete moulded seat rest assembly is covered with a replaceable fabric upholstery cover *SEAT SIZE: 52.0cm. (W) X 50.0cm. (D) X 6.0cm. (T), 4. BACKREST ASSEMBLY:The backrest assembly is flexing type and consists of a fabricated inner-frame assembly insitu-moulded with High Resilience (HR) Polyurethane foam having density = 45 +1- 2 Kg/m3 with Hardness load 14 ± 2 kgf as per IS:7888 for 25% compression of the foam. The complete moulded backrest assembly is covered with a replaceable fabric upholstery cover. *BACK SIZE: 52.0cm. (W) X 59.0cm. (H) X 6.0cm. (T), 5. ADJ. GLIDES: The adj glide is injection moulded in black Nylon & fitted to the front end of side frame assembly along with ABS moulded adj. Glide base to take care or unleveled floor surface | 1 | 17000 | 0 | 0 | 0 | 0 | 0 | 0 | 0 | 0 | 0 | 0 | 0 | 0 | 0 | 0 | 0 | 0 | 1 | 17000 | 0 | 0 | 0 | 0 | 0 | 0 | 0 | 0 | 0 | 0 | 0 | 0 | 1 | 17000
3 | 3SS | 3 Seater Sofa The side frame assembly made of 38mm Dia 2mm thick is fitted to the two ends of the connecting beam assembly to form the leg-cum-armrest assembly. It is made of a MS. E.R.W. tube duly powder coated. The ends are fitted with ABS moulded end caps. TIE MEMBER: It is the connecting beam assy. which holds the two side frames to each other. 2 nos. tie members are used to connect the side frames. The tie-member is made of MS. E.R.W. tube 40mmx40mm 2mm thick duly powder coated. The seat/back assemblies are mounted on the tie- member. L bracket of 6mm thick steel connects the back to the tie member assembly. Seat foam is of 45 +/-5 Kg/m3 and back foam is of 32 +/-5 Kg/m3 with hardness of 25+/-2 on Hampden m/c. at 25% compression of the foam. Seat size 52cm wideX50cm deep and back size 52 cm wide and 60cm high. Back of the sofa flexes for additional comfort 1 seater –601mmWX700mmDX 810mmH, 3 seater –1640W x 700D x 785 H cm | 2 | 48000 | 0 | 0 | 0 | 0 | 0 | 0 | 0 | 0 | 0 | 0 | 0 | 0 | 0 | 0 | 0 | 0 | 1 | 48000 | 0 | 0 | 0 | 0 | 0 | 0 | 0 | 0 | 0 | 0 | 0 | 0 | 1 | 48000
4 | 3S-WC | 3 seater Steel chair Cross Beammade of MS ERW rectangular black powder coated Tube of 80 x 40 x 2 mm Leg & arm rest chrome plated made of cold rolled steel. Arm rest & leg assembled to the cross beam with M10 x 100 mm bolts. Seat & back 1.6mm thick powder coated perforated shell of cold rolled MS Sheet. Side Bar of chrome plated solid steel 30 x 12 mm (DIN 174) with flunting & plastic insert .The shell is assembled on the cross beam with help of M8 Bolts The overall dimension is 1608mm (L) x 695mm (H) x 555mm (D), Seat Height : 405mm | 14 | 17000 | 0 | 0 | 0 | 0 | 0 | 0 | 0 | 0 | 0 | 0 | 0 | 0 | 0 | 0 | 0 | 0 | 0 | 0 | 0 | 0 | 0 | 0 | 0 | 0 | 0 | 0 | 0 | 0 | 0 | 0 | 0 | 0
5 | BS-LCK | Bed Side Locker with one cabinet and one drawer unit. The drawer as well as cabinet is provided with cam lock. There is a gap between the drawer unit and cabinet, to keep the general items for frequent use.Castors are provided for easy handling. A stainless steel tray is provided at top with raised borders on three sides. Dimensions: (L)402 mm X (W)422 mm X(H)840 mm. Drawer has ball slide for easy operation and lock for safety.Telescopic ball slides are used for easy and smooth operation of the drawer.plastic moulded castor,2 castor with lock.Recessed handle is provided to open the cabinet door. | 1 | 11000 | 0 | 0 | 0 | 0 | 0 | 0 | 0 | 0 | 0 | 0 | 0 | 0 | 0 | 0 | 0 | 0 | 0 | 0 | 0 | 0 | 0 | 0 | 0 | 0 | 0 | 0 | 0 | 0 | 0 | 0 | 0 | 0
6 | WB-A | WORK BENCH of size 4’ x 3’, Angle 1.5" x 1.5" with 2 pair of legs with work top with overall dimensions. 1200mm L x 900mm D x 950mm H, The worktop of MDF EXT GARDE IS12406 WOOD. Max UDL 1500kgs The worktop should be made of various layers of beech wood which are planed, glued and pressed together. This should make the work top non-deformable, and load and wear resistant. This shall be covered with 4mm steel sheet. leg:- The bench leg should be powder coated should be 80mm L x 1265mm D x 960mm H. Back bracing for Stability | 8 | 63000 | 0 | 0 | 0 | 0 | 0 | 0 | 0 | 0 | 0 | 0 | 0 | 0 | 0 | 0 | 0 | 0 | 0 | 0 | 0 | 0 | 0 | 0 | 0 | 0 | 0 | 0 | 0 | 0 | 0 | 0 | 0 | 0
7 | CNT | Centre Table of size 1200W x 600D x 378H built with the extremely durable rubberwood, the table can hold weight up to 25kgs. With a very suitable Cappuccino color, the table will complement any style of décor. The tapered legs provide stable support. It’s free of flaws design can accommodate your books, magazines, laptop and coffee mugs, all at once. The well-thought-out dimensions of the table make it easier to position it anywhere in the house | 6 | 10000 | 0 | 0 | 0 | 0 | 0 | 0 | 0 | 0 | 0 | 0 | 0 | 0 | 0 | 0 | 0 | 0 | 1 | 10000 | 0 | 0 | 0 | 0 | 0 | 0 | 0 | 0 | 0 | 0 | 0 | 0 | 1 | 10000
8 | WB-B | WORK BENCH of size 8’ x 4’ with 2 pair o uf legs with work top with overall dimensions. 2400mm L x 1200mm D x 950mm H, The worktop of MDF EXT GARDE IS12406 WOOD. Max UDL 1500Kgs made of various layers of beech wood which are planed, glued and pressed together. This should make the work top non-deformable, and load and wear resistant. Bench leg:- The bench leg should be powder coated should be 80mm L x 1265mm D x 960mm H. Back bracing for Stability | 15 | 107000 | 0 | 0 | 0 | 0 | 0 | 0 | 0 | 0 | 0 | 0 | 0 | 0 | 0 | 0 | 0 | 0 | 0 | 0 | 0 | 0 | 0 | 0 | 0 | 0 | 0 | 0 | 0 | 0 | 0 | 0 | 0 | 0
9 | EC-CU | Executive Chair with Cushioned seat is made of Injection molded Plastic outer & inner. Plastic Inner is upholstered with stitched cover and moulded High Resilience Polyurethane foam of Density 4542 kg/m*,and hardness load 16 + 2 kgf as per 15:7888 for 25% compression.The stitched cover is made from spacer fabric and leatherette Seat SIZE : 47.0 cm. (W) x 48.0 cm. (D), tunular FRAMe-: The powder coated (DFT 40-60 micron) tubular frame is cantilever type & made of 02.5440.03 cm x 0.240.016 cm thk MS ERW tube.The back connected to frame through powder coated (DFT 40-60 micron) high pressure die cast connector. | 39 | 9000 | 0 | 0 | 0 | 0 | 0 | 0 | 0 | 0 | 0 | 0 | 0 | 0 | 0 | 0 | 0 | 0 | 0 | 0 | 0 | 0 | 0 | 0 | 0 | 0 | 0 | 0 | 0 | 0 | 0 | 0 | 0 | 0
10 | OC-A | Office chair with Seat and back are made from seasoned wood and plywood. The same is upholstered with black synthetic leather and polyurethane foam. Back Size- 46.0cm(W)X27.0cm(H). Seat Size- 46.0cm(W)x40.0cm(H). The armrest is gas assisted injection moulded from black polypropylene. The understructure assembly is a cantilever type frame.Width of the chair- 58cm, Depth- 56.5cm,Height- 87.5cm,Seat Height- 48cm. | 144 | 5000 | 0 | 0 | 0 | 0 | 0 | 0 | 0 | 0 | 0 | 0 | 0 | 0 | 0 | 0 | 0 | 0 | 0 | 0 | 0 | 0 | 0 | 0 | 0 | 0 | 25 | 125000 | 0 | 0 | 0 | 0 | 25 | 125000
11 | OC-B | Office chair with The seat and back are made up of 1.2 ±0.1cm. thick hot pressed plywood measured as per QA method described in OCP-QLTA-P14-18 and upholstered with fabric and moulded Polyurethane foam with PVC lipping all around. The back foam is designed with contoured lumbar support for extra comfort. BACK SIZE 49.0 cm. (W) x 47.0 cm. (H) , SEAT SIZE 49.0 cm. (W) x 44.0 cm. (ID) HIGH RESILIENCE (HR) POLYURETHANE FOAM: The HR Polyurethane foam is moulded with density = 45 ±2 kg/m3 and Hardness load 16 ± 2 kgf as per IS:7888 for 25% compression. | 41 | 6000 | 0 | 0 | 0 | 0 | 0 | 0 | 0 | 0 | 0 | 0 | 0 | 0 | 0 | 0 | 0 | 0 | 0 | 0 | 0 | 0 | 0 | 0 | 0 | 0 | 0 | 0 | 0 | 0 | 0 | 0 | 0 | 0
12 | PC | Principal chair: The seat is made up of 1.4± 0.1 chick hot - press 4 plywood upholstered with fabric and moulded polyurethane foam. It has a seat depth adjustment of 5.0±0.3 cm integrated in the seat through a sliding mechanism. SEAT SIZE: 50.0cm (W)x 49.0cm(D).The Back is injection moulded in Glass filled Polyamide which is upholstered with Mesh fabric. The back consist of adjustable Lumbar support made of injection moulded Polypropylene having an adjustment of 6.0±0.1cm.BACKSIZE: 50.0cm(W) x68.0 cm(H).The polyurethane foam for seat is of density 55± 5kg/m3. It is made of glass filled Polyamide arm structure with PU arm top and height adjustment of 7.0 ±0.5cm.The arm top has swivel and To-For movements. To-for movement is 6.0± 0.5cm.The inner tube of armrest is chrome plated. The mechanism is designed with the following features:• 360° revolving type.• Centre tilt Synchro• 3 position (including upright lock) giving option of variable tilt angle to the chair with anti shock feature. The Headrest is injection moulded din Glass Filled Polypropylene which is upholstered with foam and fabric has an adjustment of 6.0± 0.1cm & its assembled over the Full back chair. The pneumatic height adjustment is chrome plated with an adjustment stroke of 9.0 ± 0.3cm.The pedestal is High Pressure Die cast polished Aluminum and fitted with 5 nos. twin wheel castors. The pedestal is 65.0±0.5 cm P.C.D. The twin wheel castors are injection moulded in black Glass filled polyamide having 6.0±0.1cm wheel Diameter. The Chrome plated tubular frame is made of Día2.8±0.03cm x0.2±0.02 cm the M.S. Round tube. The frame is fitted with plastic caps made of injection moulded glass filled Polypropylene. -75(W)* 75(D)* 115-130(H)* 44.5-53.5(SH). | 3 | 20000 | 0 | 0 | 0 | 0 | 0 | 0 | 0 | 0 | 3 | 60000 | 0 | 0 | 1 | 20000 | 0 | 0 | 0 | 0 | 0 | 0 | 0 | 0 | 0 | 0 | 0 | 0 | 0 | 0 | 0 | 0 | 4 | 80000
13 | CC - WA | Computer Chair with seat and back are made uo injection moulded high impact strenght polypropylene polymer compound with indoor graade UV Resistance.The tubular weled frame is made from Dia2.22 +/- 0.03cmx 0.12+/- 0.0128 cm and 3.5+/- 0.03 cm x 0.12+/- 0.0128 am stainless Steel 202 grade tube.The tube are buff polished to give shiny finish. cm. The Shoes are made of high impact strenght polypropylene polymer. compond with indoor grad UV Resistance and pressed fitted with tubularfram. SIZE : (W)52.5cm*(D)55.8cm*(H)84.5cm* (seat H) 45.0 cmSeat Size 52.5cm(W)*53.2 cm(D) Back Size 51.6 cm(W)*40.5 cm (H). | 287 | 3000 | 0 | 0 | 0 | 0 | 0 | 0 | 0 | 0 | 0 | 0 | 60 | 180000 | 60 | 180000 | 0 | 0 | 0 | 0 | 0 | 0 | 0 | 0 | 0 | 0 | 60 | 180000 | 0 | 0 | 0 | 0 | 180 | 540000
14 | OC-C | Office Chair with Mid back pneumatic height adjustment cushioned revolving chair made up of 1.2cm thick hot pressed ply wood seat & back upholstered with fabric with moulded polyurethane foam together with moulded ABS seat & back integral skin polyurethane with reinforced with M.S. Insert. The tilt mechanism adjustment upright locking, 360 degree revolving type fitted with 05 nos. twin wheel castor dia 5 cm. | 9 | 18000 | 0 | 0 | 0 | 0 | 0 | 0 | 0 | 0 | 0 | 0 | 0 | 0 | 0 | 0 | 0 | 0 | 0 | 0 | 0 | 0 | 0 | 0 | 0 | 0 | 0 | 0 | 0 | 0 | 0 | 0 | 0 | 0
15 | COMR | Compactor on 12' Feet Rail Length moves on rails. The Cabinet body rigid knock down construction made of 0.8 thick CRCA Steel eonforming to IS: 513 GLD. Body units are bolted to undercarriage. Optimizer Height from ground is 2081] mm (1930 hody+ 65 under 35 Channel systems] Finish: — The bodies inciuding shelves are given anti rust surface treatment 8‘ are powder coated with epoxy polyester powder oven backed with a controlled temperature of 130 deg. to 200 deg. C.Sheif:L Made of 0.8 thick CRCA steel conforming to IS;513 GD. Max Load bearing capacin is ﬁt! Kg. UDL per ahett x 5:400 Kg. eauh cabinet. Undercarriage: The undercarriage is a welded trams made of HR sheet 3.15 mm thick conforming [0 IS; 1D?48Movement of the System:- Push Pull conﬁguration {Type P-UType F~2} movement of units achieved pushing or putting chrome plated '0' Handle ﬁtted suitable height on one side at body. | 2 | 299000 | 0 | 0 | 0 | 0 | 0 | 0 | 0 | 0 | 0 | 0 | 0 | 0 | 0 | 0 | 0 | 0 | 0 | 0 | 0 | 0 | 0 | 0 | 0 | 0 | 0 | 0 | 0 | 0 | 0 | 0 | 0 | 0
16 | CNFT | Conference Table of 30 Seater -Capacity shall be an eco-modular conference table enables various configurations to suit different conference rooms. It is made of particle board and has wire management facilities for uncluttered wiring. It has profiled legs with twin colored modesty for better looks, Double 1350.0Wx 600.0Dx 750.0H, Work surface Top thickness is 25mm PLB with PVC beading allover, Legs Modesty Wire Manager Made from 18mm thick PLT having curved profile.Made from PLT (Prelaminated Twin) boards 18mm thick in two shades. A Wire Manager running along the width of desk fitted on the modesty Panel from Inside. | 1 | 194000 | 0 | 0 | 0 | 0 | 0 | 0 | 0 | 0 | 1 | 194000 | 1 | 194000 | 0 | 0 | 0 | 0 | 0 | 0 | 0 | 0 | 0 | 0 | 0 | 0 | 0 | 0 | 0 | 0 | 0 | 0 | 2 | 388000
17 | CORT | Corner Table of size 530W x 450D x 450H built with the extremely durable rubberwood, With a very suitable Cappuccino color, the table will complement any style of décor. The tapered legs provide stable support. It’s free of flaws design can accommodate your books, magazines, laptop and coffee mugs, all at once. The well-thought-out dimensions of the table make it easier to position it anywhere in the house. | 7 | 8000 | 0 | 0 | 0 | 0 | 0 | 0 | 0 | 0 | 0 | 0 | 0 | 0 | 0 | 0 | 0 | 0 | 0 | 0 | 0 | 0 | 0 | 0 | 0 | 0 | 0 | 0 | 0 | 0 | 0 | 0 | 0 | 0
18 | DT-A | Dining Table of 8 Seater with wire manager of size 2400W * 1200D * 750H H- Top All tops are made from 25mm Thick Pre—laminated board with 2mm thick. PVC edge beading SIDE PANEL- All Side Panels are made from 25mm Thick Pre—laminated Twin with 2mm thick PVC Lipping of same color on sides and 0.8mm PVC Lipping of matching color on the bottom curve, Modesty- These panels are made from 18mm thick Pre-Laminated Board With 0.8mm PVC Lipping of matching color, Access Flap and Switch Mounting Tray- Made from matt silver Anodized Aluminium Extrusion and plastic moulded components to facilitate access of electrical/data voice. sockets from top, Powder coated switch mounting tray made from 0.8mm and 1.2mm M.S sheet. Switches to be mounted on tray as per requirement. Provision for mounting 8 — module Anchor Roma switch plate on switch mounting tray. Wire manager REHAU- Made from RAU-PVC 1309/7558 (BLACK COLOR). | 4 | 32000 | 0 | 0 | 0 | 0 | 0 | 0 | 0 | 0 | 0 | 0 | 0 | 0 | 0 | 0 | 0 | 0 | 0 | 0 | 0 | 0 | 0 | 0 | 0 | 0 | 0 | 0 | 0 | 0 | 0 | 0 | 0 | 0
19 | FCT | File cabinet with 4 Drawer Width: 470mm, Height: 1320mm, Depth: 620mm , Rigid KnockDown Construction, Material:- Top, Side & Drawer Frontmade from0.7mm thk **CRCA, Drawer- Inside Cover, Side Back Side made from0.6mmthk **CRCA, Back, Bottom, Drawer Bottommade from 0.5mmthk **CRCA, **CRCAsteel confirming to IS 513, Grade-D, Label Holder- Snap on type plastic label holder on Drawer Fronts, Locking & anti-tipping arrangement- Centralized lockingwith CamLock& having antitipping arrangement to ensure that when one ,drawer is opened for use, it does not allow other drawers to be opened, finish- Epoxy Polyester Powder coated to the thickness of 50 microns (+/-10). | 2 | 23000 | 0 | 0 | 0 | 0 | 0 | 0 | 0 | 0 | 0 | 0 | 0 | 0 | 0 | 0 | 0 | 0 | 0 | 0 | 0 | 0 | 0 | 0 | 0 | 0 | 0 | 0 | 0 | 0 | 0 | 0 | 0 | 0
20 | FPCBNT | Fire proof Cabinet shall be designed to protect the contents (paper media documents) against the fire hazard.Shell: The external shell of the cabinet shall be of steel of minimum 2 mm thick and internal shell of steel of 1.6 mm thick, both conforming to IS 513. Further fortified by suitable in-situ insulating fire-resistant barriers to meet the required protection. The overall protection to the contents shall be minimum 70 mm on all six sides. Door: The external door of the cabinet shall be of steel of minimum 2 mm thick conforming IS 513 and further fortified with hard plate over the lock for burglary protection and in-situ insulating fire-resistant barrier material to meet required fire protection. Bolt work: The door shall be secured by four way locking mechanism / Bolt work with minimum 8 moving shooting bolts of 20 mm diameter. Door & Body Fitment: The door fits in the cabinet having tongue and groove construction that stops hot gases and high temperature to pass through and withstand temperature up to 1010 deg.C. Locking: The FRRC shall be equipped with a dual control high precision key lock of minimum six levers. The Lock body shall be of Zinc Alloy and the Levers in the lock shall be of Brass conforming to IS 410. There shall not be any dummy lever in the lock. The storage capacity shall be minimum 650 Liters with minimum usable internal sizes in mm as 1620 (h) x 670 (w) x 599 (d).The cabinet shall be provided with minimum four nos. adjustable shelves. | 1 | 133000 | 0 | 0 | 0 | 0 | 0 | 0 | 0 | 0 | 0 | 0 | 0 | 0 | 0 | 0 | 0 | 0 | 0 | 0 | 0 | 0 | 0 | 0 | 0 | 0 | 0 | 0 | 0 | 0 | 0 | 0 | 0 | 0
21 | OC - D | Office Chair with SEAT/BACK ASSEMBLY: The cushioned seat assembly consists of seat base moulded in glass-filled Poly-amide, moulded Polyurethane foam & upholstered with high stretch knitted polyester fabric. The cushioned back assembly consists of back inner moulded in Polypropylene in-situ moulded with Polyurethane foam & upholstered with high stretch knitted polyester fabric. Back Size : 45.5 cm. (/1/) x 53.0 cm. (H) Seat Size : 48.5 cm. (W) x 49.0 cm. (D) HIGH RESILIENCE (HR) POLYURETHANE FOAM: The HR polyurethane foam used in seat and back cushion is moulded in Density Min 48 kg/m3, and hardness load 15 ± 2 kgf as per IS:7888 for 25% compression. TILT MECHANISM, SPINES & SPINE CONNECTOR: The seat and back are firmly connected to the base frame and are cantilevered in such a way that it gives a multi-dimensional movement possibility just with a simple lean on the sides or back, without need for complex manual adjustments. The cantilevered seat offers impact cushioning while sitting and synchronises with the back movement during posture changes. The "S" shaped spines moulded in high strength glass-filled Poly-amide and the spine connector moulded in glass-filled Poly-amide form the back-spine structure involved in multi-dimensional recline motion. The variable tilt angle recline motion can be adjusted with 3 position Tilt Limit feature which should be inbuilt in seat base and the tension (return force) should be user weight dependent. ADJUSTABLE ARMRESTS: The assembly consists of armrest housing sliding over the armrest structure, both moulded in glass-filled Poly-amide: The height adjustment feature should be button operated having adjustment of 6.6±0.5cm. The Armrest Top should be made up of integral skin PU moulded over plastic inner moulded in glass-filled Poly-amide. PNEUMATIC HEIGHT ADJUSTMENT: The seating height can be adjusted with a pneumatic gas-lift having an adjustment stroke of 9.2 ± 0.3 cm PEDESTAL ASSEMBLY: The pedestal should be injection moulded in glass-filled Poly-amide and fitted with 5 nos. twin wheel castors. The pedestal should be 66.0±0.5 cm. pitch centre diameter and 76.0±1.0 cm. with castors TWIN WHEEL CASTORS :5 nos. twin wheel castos are injection moulded in Poly-amide having 5.0 ± 0.1 cm wheel diamter assembled to the pedestal. | 7 | 11000 | 0 | 0 | 0 | 0 | 0 | 0 | 0 | 0 | 0 | 0 | 0 | 0 | 0 | 0 | 0 | 0 | 0 | 0 | 0 | 0 | 0 | 0 | 0 | 0 | 0 | 0 | 0 | 0 | 0 | 0 | 0 | 0
22 | HT | HOD Table of size 1500 x 750 x 743 Understructure: The understructure is in prelam panels, made with PLT boards.Drawer storage units with different combinations to support Tops, made with 18mmPLT boards of different colours. Modesty and back panels, made with 18mm PLT boards. The Pedestals/Storages are fitted with necessary Locks PLT Board Tops (Straight Edges): Wenge and Savannah Maple PLT board used for making Tops. PVC membrane Tops (with profiles): | 5 | 21000 | 0 | 0 | 0 | 0 | 0 | 0 | 0 | 0 | 0 | 0 | 0 | 0 | 0 | 0 | 0 | 0 | 0 | 0 | 0 | 0 | 0 | 0 | 0 | 0 | 0 | 0 | 0 | 0 | 0 | 0 | 0 | 0
23 | JDB | Job Display Board with dimensions (1200x900x150)mm Board having 9 mm ply | 8 | 15000 | 0 | 0 | 0 | 0 | 0 | 0 | 0 | 0 | 1 | 15000 | 8 | 120000 | 4 | 60000 | 0 | 0 | 1 | 15000 | 0 | 0 | 0 | 0 | 0 | 0 | 0 | 0 | 0 | 0 | 0 | 0 | 14 | 210000
24 | TDB | Tool Display Board (1200x900x150)mm Board having 9 mm ply | 8 | 15000 | 0 | 0 | 0 | 0 | 0 | 0 | 0 | 0 | 1 | 15000 | 8 | 120000 | 4 | 60000 | 0 | 0 | 0 | 0 | 0 | 0 | 0 | 0 | 0 | 0 | 0 | 0 | 0 | 0 | 0 | 0 | 13 | 195000
25 | LT - CHEM | Chemistry Lab Table of Size 4130mm X 1540mm X 900mm with PP drop sink of size 560 X 355, single tap deck mounted 8" swing goose neck, SS peg board 550X420X55 with 25 pegs. Two reagent shelves of width 1050 with glass shelf. C- Frames - All CFrames assemblies should be manufactured from standard hollow metal sections; confirming to I.S. Code 7138:1973 (Indian Standard specification for steel tubes for furniture) and all sheet metal components should be of CRCA confirming to IS Code 513:1994. The suspended under-bench welded units should be supported on heavy-duty steel frames fully carrying the load of worktops. C-frame should be constructed from a rectangular pipe with a cross section of 60mm x 30mm and should be 2 mm thick and should be without a vertical front leg to give a clean look. The C-frame shall also have skirting at back bottom side. Horizontal Members - should be made from rectangular pipes of 2mm thickness. | 4 | 175000 | 0 | 0 | 0 | 0 | 0 | 0 | 0 | 0 | 0 | 0 | 4 | 700000 | 0 | 0 | 0 | 0 | 0 | 0 | 0 | 0 | 0 | 0 | 0 | 0 | 0 | 0 | 0 | 0 | 0 | 0 | 4 | 700000
26 | LT - N | Lab Table of Size 4130mm X 1540mm X 900mm Frames - All CFrames assemblies should be manufactured from standard hollow metal sections; confirming to I.S. Code 7138:1973 (Indian Standard specification for steel tubes for furniture) and all sheet metal components should be of CRCA confirming to IS Code 513:1994. The suspended under-bench welded units should be supported on heavy-duty steel frames fully carrying the load of worktops. C-frame should be constructed from a rectangular pipe with a cross section of 60mm x 30mm and should be 2 mm thick and should be without a vertical front leg to give a clean look. The C-frame shall also have skirting at back bottom side. Horizontal Members - should be made from rectangular pipes of 2mm thickness. Cross-sectional dimensions of the pipe should be 60 x 30 x 2 mm. | 30 | 177000 | 0 | 0 | 0 | 0 | 0 | 0 | 0 | 0 | 5 | 885000 | 30 | 5310000 | 20 | 3540000 | 0 | 0 | 0 | 0 | 0 | 0 | 0 | 0 | 0 | 0 | 0 | 0 | 0 | 0 | 0 | 0 | 55 | 9735000
27 | LU - 4D | Locker Unit with 4 - Door PLU + Lkr (Base) WITH STAND size 1830Hx380Wx450D, stackibilit- The add-on units can be stacked width wise to formbank of lockers having common side panel, locking- Cam lock with lock leverOption of hasp arrangement, Material CRCA 0.6mmThickness, Rigid knockdown construction, shelf - Uniformly Distributed Load Capacity per each shelf level is 35 Kg maximum, Hat self- 4 Door Model at the top, finish- Epoxy Polyester Powder coated to the thickness of 50 microns (+/-10).ventilation- Attractive punched pattern for ventilation | 6 | 17000 | 0 | 0 | 0 | 0 | 0 | 0 | 0 | 0 | 0 | 0 | 0 | 0 | 0 | 0 | 0 | 0 | 0 | 0 | 0 | 0 | 0 | 0 | 0 | 0 | 0 | 0 | 0 | 0 | 0 | 0 | 0 | 0
28 | LT - B | Long Table of size 1800 X 900 X 740- Worktop 25 mm Thick PLB Tops with 2mm Thick PVC Edge Beading Understructure C – Frames Legs 1.6 mm thick M.S C­Frame Supporting the Top. Legs-Dia. 38.1 x 1.6 mm thick M.S ERW tube. | 42 | 13000 | 0 | 0 | 0 | 0 | 0 | 0 | 0 | 0 | 0 | 0 | 0 | 0 | 0 | 0 | 0 | 0 | 0 | 0 | 0 | 0 | 0 | 0 | 0 | 0 | 0 | 0 | 0 | 0 | 0 | 0 | 0 | 0
29 | MATRS | Bed Matress of size (L)1900*(W)900*(H)100 Providing and Supplying SHEET BED MATTRESS 100MM The bed should be provided with 40 density 100 mm thick Single section PU foam mattress which should be covered by heavy helium material which is water proof, flame retardant, vapour & X-ray permeable. The zip & stiches for the mattress cover should be concealedThe manufacturer should compilant with ISO 9001, 14001, 13485 & OHSAS 1800 and CE certification.The work shall be carried as per the instructions of engineer in charge. | 1 | 11000 | 0 | 0 | 0 | 0 | 0 | 0 | 0 | 0 | 0 | 0 | 1 | 11000 | 1 | 11000 | 0 | 0 | 0 | 0 | 0 | 0 | 0 | 0 | 0 | 0 | 0 | 0 | 0 | 0 | 0 | 0 | 2 | 22000
30 | DT- B | Meeting Table with 10 Seater with wire manager of size 2400W * 1200D * 750H H- Top All tops are made from 25mm Thick Pre—laminated board with 2mm thick. PVC edge beading SIDE PANEL- All Side Panels are made from 25mm Thick Pre—laminated Twin with 2mm thick PVC Lipping of same color on sides and 0.8mm PVC Lipping of matching color on the bottom curve, Modesty- These panels are made from 18mm thick Pre-Laminated Board With 0.8mm PVC Lipping of matching color, Access Flap and Switch Mounting Tray- Made from matt silver Anodized Aluminium Extrusion and plastic moulded components to facilitate access of electrical/data voice. sockets from top, Powder coated switch mounting tray made from 0.8mm and 1.2mm M.S sheet. Switches to be mounted on tray as per requirement. Provision for mounting 8 — module Anchor Roma switch plate on switch mounting tray. Wire manager REHAU- Made from RAU-PVC 1309/7558 (BLACK COLOR) | 1 | 46000 | 0 | 0 | 0 | 0 | 0 | 0 | 0 | 0 | 0 | 0 | 0 | 0 | 1 | 46000 | 0 | 0 | 0 | 0 | 0 | 0 | 0 | 0 | 0 | 0 | 0 | 0 | 0 | 0 | 0 | 0 | 1 | 46000
31 | NB | Notice Board with size 4' X 3' Surface Material-woolen felt / fabric in various colours,Core material-9 mm thick soft board,Backing Material-0.62 mm to 0.82mm thick laminate sheet with extra melamine surface mix colour OR 0.16 to 0.25 mm thick ISI mark GP sheet,Aluminium frame-Anodized 5 microns extruded aluminium section designation 63400 as per IS:1285- 2002 - 16 mm thickness | 8 | 4000 | 0 | 0 | 0 | 0 | 0 | 0 | 0 | 0 | 8 | 32000 | 5 | 20000 | 8 | 32000 | 10 | 40000 | 0 | 0 | 0 | 0 | 0 | 0 | 0 | 0 | 5 | 20000 | 0 | 0 | 0 | 0 | 36 | 144000
32 | M-R | Magazine Rack with Overall Dimensions of All Steel Periodical Display Rack shall be 900mm(W)x450mm(D)x1830mm(H). Rigid Knockdown construction ,Panels shall be made from CRCA 0.6 mm thick and front frame shall be made from CRCA 0.8 mm thick . CRCA D grade as per IS 513 . There shall be 5 level racks , Display tray shall be suitable for fullscape size magazines,periodicals, aesthetically appealing metal tray at an angle for easy viewing . Receding facility to access the storage behind . Sliding on plastic rollers . Behind storage shelving each of 5 level has a behind storage shelf . Uniformly Distributed Load capacity per each shelf is 40 kg . Leveler shall be screw type with hex plastic base and finish shall be epoxy polyester powder coated to the thickness of 50 microns. | 2 | 22000 | 0 | 0 | 0 | 0 | 0 | 0 | 0 | 0 | 0 | 0 | 2 | 44000 | 2 | 44000 | 0 | 0 | 0 | 0 | 0 | 0 | 0 | 0 | 0 | 0 | 0 | 0 | 0 | 0 | 0 | 0 | 4 | 88000
33 | PB | Patient Bed with Overall Size -(L)2106 mm x ( W) 914 mm X (H) 614 mm , Head Board/Leg Board frame- MS ERW Round Tube, thickness-1.6 mm , Lying Surfaces-1.0 mm CRCA sheet , Leg Shoe-Neoprene rubber with reinforced metal washer for avoiding wear of legs, Mosquito Net Pole Holder- Provision for mounting of mosquito net pole,IV Pole Holder- Provision for mounting of IV pole, Powder coating- Anti rust and thermosetting epoxy polyster, formulated to fulfill the requirement for surface protection, Maximum pateint Load-135 Kg. | 1 | 16000 | 0 | 0 | 0 | 0 | 0 | 0 | 0 | 0 | 0 | 0 | 1 | 16000 | 0 | 0 | 0 | 0 | 0 | 0 | 0 | 0 | 0 | 0 | 0 | 0 | 0 | 0 | 0 | 0 | 0 | 0 | 1 | 16000
34 | RT - DA | Reception Table Double Arch with DL Top of size 2410 x 1065 x 725-Worksurface, 1035-Counter, D L Top Top-Clean matt PU finish 18mm thick Inside radius 700.0 Mm Outside radius – 1350.0 mm Depth – 650 mm Glass-Frosted Glass 10mm thick Diamond cut finishing on edges Inside Radius – 1202.5mm Outside radius – 1402.5mm Depth – 200mm, Modesty Panel-MS Perforated sheet Below Worksurface : 0.8 mm (thick) x 665.0 mm (height) x 1345.0 mm (flat length) Above Worksurface : 0.8mm (Thick) x 260 mm (height) x 1345.0 mm (flat length), Legs-MS tube 1.6 mm thick Diameter 50.8 mm Height 604 mm. | 1 | 64000 | 0 | 0 | 0 | 0 | 0 | 0 | 0 | 0 | 0 | 0 | 1 | 64000 | 1 | 64000 | 0 | 0 | 0 | 0 | 0 | 0 | 0 | 0 | 0 | 0 | 0 | 0 | 0 | 0 | 0 | 0 | 2 | 128000
35 | WB - S | Non Magnetic Small White Board 4' x 3'- Surface Material-0.62 to 0.72 mm thick laminate sheet with extra melamine surface,Core material-8 mm thick Particle board,Backing Material-0.62 mm to 0.82mm thick laminate sheet with extra melamine surface mix colour,Aluminium frame-Anodized 5 microns extruded aluminium section designation 63400 as per IS:1285- 2002 - 16 mm thickness. | 12 | 4000 | 0 | 0 | 0 | 0 | 0 | 0 | 0 | 0 | 0 | 0 | 5 | 20000 | 6 | 24000 | 0 | 0 | 0 | 0 | 0 | 0 | 0 | 0 | 0 | 0 | 0 | 0 | 0 | 0 | 0 | 0 | 11 | 44000
36 | STS | Steel Top Stool Overall Dimension: Overall Sizes Diagonal Leg Dia 538 mm H470 min-655max Top plate should made of SS 202 made sheet with spin section of thickness 1mm & should be non corrosive. It should have a diameter of 305mm, seat base should made of MS ring and rectangular tube. EN8 Screw having dia of 22 mm should be used for height adjustment of the seat base. The round hub should be made of MS ERW tube having dia of 38mm and thickness 2 mm. The Hub should be welded with the legs and it should accommodate and cover the lead screw mechanism. The understructure should consist of 4 legs made up of MS ERW tube of diameter 25.4 mm and 1.6mm thick. The press formed pipe leg should give a round & clean look. All the legs should be provided with 4 nos of Nylon-6 bush. All metal components should be pre treated with zinc phosphating in 9 tank porcess and then powder coated with anti microbial epoxy polyster powder coating to fulfill the requirements for bacterial protection against at least 2 commonly found bacteria in Hospital environment [Gram positive and Gram Negative]. Safe working load must be 135kg. | 1 | 6000 | 0 | 0 | 0 | 0 | 0 | 0 | 0 | 0 | 0 | 0 | 0 | 0 | 1 | 6000 | 0 | 0 | 0 | 0 | 0 | 0 | 0 | 0 | 0 | 0 | 60 | 360000 | 0 | 0 | 0 | 0 | 61 | 366000
37 | S - AL | Steel Almirah of size 1981 x 916 x 486 MM multi bend construction and inter locking design and full length over apping doors and sides. Three-way bolting mechanism. Spot welding & CO2 welding. Anticorrosion treated components, oven baked powder coating process. Material thickness 0.9mm.Top, Bottom,LH & RH sides and back material thickness= 0.9mm,Removable RH & LH main door with stiffeners material thickness= 0.9mm, 4 adjustable shelves of thickness= 0.8mm | 72 | 24000 | 0 | 0 | 15 | 360000 | 9 | 216000 | 0 | 0 | 10 | 240000 | 0 | 0 | 15 | 360000 | 10 | 240000 | 0 | 0 | 0 | 0 | 0 | 0 | 0 | 0 | 0 | 0 | 0 | 0 | 0 | 0 | 59 | 1416000
38 | SR - A | Steel Rack of size 6'x36"x18" with Six Shelves Prime quality CRC sheet conforming to IS 513D/10748/5986. The pitches of the slots at 19.05 mm, Panel/Shelves: 6 Bnd bending process of 905L x 448D of load capacity 80 Kgs. UDL Max Per shelf. Shelf Material- 0.8 mm Thick MS Sheet Conforming to Commercial Quality CR-1, Grade 340 of IS 513, Angle Posts Material and size-Rolled steel angle posts of 40 X 40 X 1.8 mm, M S Sheet Thickness of Shelves and Back (Minimum) in mm-0.8, Paint-Powder coated with Lead Free Paint. | 60 | 7000 | 0 | 0 | 0 | 0 | 5 | 35000 | 0 | 0 | 20 | 140000 | 0 | 0 | 0 | 0 | 0 | 0 | 0 | 0 | 0 | 0 | 0 | 0 | 0 | 0 | 0 | 0 | 0 | 0 | 0 | 0 | 25 | 175000
39 | LS | Lab Stool of circular type 30.0 +/- 0.5 cm and made up of 0.1+/- 0.012 cm thk CR Steel. It is welded to the understructure and black powder coated ( DFT 40-60 microns ). UNDERSTRUCTURE ASSEMBLY: The understructure is made of MS tube 2.2 +/- 0.03 cm x 0.16+/- 0.0128 cm thk MS ERW tube. lt is welded ti the MS fabricated circular seat assembly and black powder coated ( DFT 40-60 microns ). The understructure is provided with black PP injection moulded ferrules. | 1036 | 2000 | 0 | 0 | 0 | 0 | 0 | 0 | 0 | 0 | 121 | 242000 | 0 | 0 | 150 | 300000 | 0 | 0 | 0 | 0 | 0 | 0 | 0 | 0 | 0 | 0 | 0 | 0 | 0 | 0 | 0 | 0 | 271 | 542000
40 | SR-B | Steel Rack of size 2' 6"x36"x18" with Three Shelves Prime quality CRC sheet conforming to IS 513D/10748/5986. The pitches of the slots at 19.05 mm, Panel/Shelves: 6 Bnd bending process of 905L x 448D of load capacity 80 Kgs. UDL Max Per shelf. Shelf Material- 0.8 mm Thick MS Sheet Conforming to Commercial Quality CR-1, Grade 340 of IS 513, Angle Posts Material and size-Rolled steel angle posts of 40 X 40 X 1.8 mm, M S Sheet Thickness of Shelves and Back (Minimum) in mm-0.8, Paint-Powder coated with Lead Free Paint. | 8 | 5000 | 0 | 0 | 0 | 0 | 0 | 0 | 0 | 0 | 0 | 0 | 0 | 0 | 0 | 0 | 0 | 0 | 0 | 0 | 0 | 0 | 0 | 0 | 0 | 0 | 0 | 0 | 0 | 0 | 0 | 0 | 0 | 0
41 | OT-A | Office Table made of MS ERW round tube dia 25.4 x 1.2mm thick with 18mm thick Pre Laminated top size 1199 X 590 X 735 mm with one side three drawer unit made of .5mm thick CRCA sheet mild steel, All steel components have powder coated paint fitted with lock. | 15 | 14000 | 0 | 0 | 0 | 0 | 0 | 0 | 0 | 0 | 0 | 0 | 0 | 0 | 0 | 0 | 0 | 0 | 0 | 0 | 0 | 0 | 0 | 0 | 0 | 0 | 20 | 280000 | 0 | 0 | 0 | 0 | 20 | 280000
42 | CT | Computer Table of Size-600W x 450D x 750H mm Compact and easy to use . Top made-up of 1.5 cm Medium Density Fiber. All the other panels are made of Particle board. Vacuum lamination of pvc has been done on the table to surface. 0.4mm lapping is used for all the other panels | 130 | 8000 | 130 | 1040000 | 0 | 0 | 0 | 0 | 0 | 0 | 0 | 0 | 0 | 0 | 0 | 0 | 0 | 0 | 0 | 0 | 0 | 0 | 0 | 0 | 0 | 0 | 0 | 0 | 0 | 0 | 0 | 0 | 130 | 1040000
43 | OT-B | Office Table made of MS ERW round tube dia 25.4 x 1.2mm thick with 18 mm thick Pre Laminated top size 1365 X 680 X 735 (Approx.) with both side drawer unit one side three drawers & another side two drawers made of .5mm thick CRCA sheet mild steel, All steel components have powder coated paint fitted with both side drawer lock | 4 | 21000 | 0 | 0 | 0 | 0 | 0 | 0 | 0 | 0 | 0 | 0 | 0 | 0 | 0 | 0 | 0 | 0 | 0 | 0 | 0 | 0 | 0 | 0 | 0 | 0 | 0 | 0 | 0 | 0 | 0 | 0 | 0 | 0
44 | PT | Principal Table Main desk of size 1800 x 900 x 740, ERU of size 1550 x 450 x 705 made up of TOP-25 MM THICK PLAIN PARTICLE BOARD (PPB) CLAD WITH 0.6MM THICK POST FORMED LAMINATE AND 1MM THICK BACKING LAMINATE (BDL). FLAT EDGE DULY SEALED WITH 2MM THICK PVC BEADING., MODESTY-18MM THICK PLAIN PARTICLE BOARD (PPB) CLAD WITH 1.0MM THICK DECORATIVE LAMINATE (DL) ON BOTH SIDES. EDGE SEALED WITH 2MM THICK PVC BEADING WITH 01 NO. 3 DRAWERS FREE STANDING PEDESTAL. | 1 | 50000 | 0 | 0 | 0 | 0 | 0 | 0 | 0 | 0 | 1 | 50000 | 0 | 0 | 1 | 50000 | 0 | 0 | 0 | 0 | 0 | 0 | 0 | 0 | 0 | 0 | 0 | 0 | 0 | 0 | 0 | 0 | 2 | 100000
45 | OT-C | Office Table with ERU & Pedestal of size 1350 X 750 X 750 mm + ERU + Pedestel Main Desk of size 1350 x 750 x 750 with ERU of size 1200 x 450 x 750 & 01 No. 3 Drawers Pedestal:- Top-panel made from 25 ±0.5 mm THK Pre Laminated Boards as per IS-12823 with 2 mm Thick PVC beading on all sides. Side Panel-The panel is made from 18 ±0.5 mm THK Pre Laminated Boards as per IS-12823 with 0.8 mm PVC beading on all sides. Modestty 1 & 2-The panel is made from 18 ±0.5 mm THK Pre Laminated Boards as per IS-12823 with 0.8 mm Thick PVC beading on all edges. The panel is made from 25 ±0.5 mm THK Pre Laminated Boards as per IS-12823 with 2 mm Thick PVC beading on all sides, The panel is made from 18 ±0.5 mm THK Pre Laminated Boards as per IS-12823 with 0.8 mm PVC beading on all sides. The panel is made from 18 ±0,5 mm THK Pre Laminated Boards as per IS-12823 with 0.8 mm Thick PVC beading on all edges. PEDESTAL WOODEN PANEL ( 1 BOX+ 1 FILLING) Back -Wooden panel is made from 18 ±0.5 mm THK Pre Laminated Boards as per IS-12823 with PVC beading on all sides. The panel is made from 9 ±0.5 mm THK Pre Laminated Board. | 2 | 36000 | 0 | 0 | 0 | 0 | 0 | 0 | 0 | 0 | 0 | 0 | 0 | 0 | 0 | 0 | 0 | 0 | 0 | 0 | 0 | 0 | 0 | 0 | 0 | 0 | 0 | 0 | 0 | 0 | 0 | 0 | 0 | 0
46 | SSTP | Steel Table with Stainless steel top of size 1180 x 750 x 750. Worktop- The top is in Stainless Steel brushed finish with PLB insert for durability. Easy to clean and maintain hygiene. Side Frames- Made from 30mm x 30mm x 1.5mm thick M.S Powder coated tubes at base which are welded and are fixed to top with screws. The bottom ends are closed with Plastic buffers. MS Shade : S/G Metallic Dark Grey (Nerocoat -9000626), Cross Member- Made from 30mm x 30mm x 1.5mm thick M.S Powder coated tube, which is welded and bolted to side frames. | 2 | 22000 | 0 | 0 | 0 | 0 | 0 | 0 | 0 | 0 | 0 | 0 | 0 | 0 | 0 | 0 | 0 | 0 | 0 | 0 | 0 | 0 | 0 | 0 | 0 | 0 | 0 | 0 | 0 | 0 | 0 | 0 | 0 | 0
47 | TP-A | Teaching Platform with the dimensions of Length 6 Ft X Breadth 4 Ft X Height 1.5 Ft with 19 mm plywood on top, shall be rectangular hallow box shape without legs. | 12 | 20000 | 0 | 0 | 0 | 0 | 0 | 0 | 0 | 0 | 6 | 120000 | 0 | 0 | 6 | 120000 | 15 | 300000 | 0 | 0 | 0 | 0 | 0 | 0 | 0 | 0 | 0 | 0 | 0 | 0 | 0 | 0 | 27 | 540000
48 | TP-B | Teaching Platform with the dimensions of Length 12 Ft X Breadth 6 Ft X Height 1.5 Ft with 19 mm plywood on top, shall be rectangular hallow box shape without legs. | 3 | 60000 | 0 | 0 | 0 | 0 | 0 | 0 | 0 | 0 | 0 | 0 | 0 | 0 | 1 | 60000 | 1 | 60000 | 0 | 0 | 0 | 0 | 0 | 0 | 0 | 0 | 0 | 0 | 0 | 0 | 0 | 0 | 2 | 120000
49 | POD | Wooden Podium with Dimensions: 45" H x 20" W x 15" D TO 50" H x 25" W x 20" D Presenter Side Height: 40" TO 45" Shelves: 20" H x 20" W x 10" D TO 25" H x 25" W x 12" D Product Weight: 50 TO 55 lbs. Shipping Weight: 65 TO 70 lbs. Material: Scratch Resistant High-Pressure-Laminate. The top of the table shall be provided 19 mm OST. The table shall be neatly finished and polished. | 1 | 15000 | 0 | 0 | 0 | 0 | 0 | 0 | 0 | 0 | 1 | 15000 | 1 | 15000 | 1 | 15000 | 15 | 225000 | 0 | 0 | 0 | 0 | 0 | 0 | 0 | 0 | 0 | 0 | 0 | 0 | 0 | 0 | 18 | 270000
50 | SMCHR | Seminar chair with Understructures could be revolving or fixed type as per need. Option of Hinge type and Retractable desk let. Desklet -100% VOC free powder coating Knock-down design reducing transportation emissions Designed for long life | 120 | 10000 | 0 | 0 | 0 | 0 | 0 | 0 | 0 | 0 | 0 | 0 | 10 | 100000 | 0 | 0 | 0 | 0 | 0 | 0 | 0 | 0 | 0 | 0 | 0 | 0 | 0 | 0 | 0 | 0 | 0 | 0 | 10 | 100000
51 | OT-E | Office Table of size 900 X 590 X 750 made of MS ERW square tube 18 mm x 25mm x 1.2mm thick with Pre Laminated top size 1199 X 590 X 750 mm thick with single side one drawers, Drawer unit made of .5mm thick MS CRCA sheet, All steel components have powder coated paint | 142 | 9000 | 0 | 0 | 0 | 0 | 0 | 0 | 0 | 0 | 0 | 0 | 0 | 0 | 0 | 0 | 0 | 0 | 0 | 0 | 0 | 0 | 0 | 0 | 0 | 0 | 0 | 0 | 0 | 0 | 0 | 0 | 0 | 0
52 | WB-L | Non Magnetic Long White Board 8' x 4' size and Surface Material-0.62 to 0.72 mm thick laminate sheet with extra melamine surface,Core material-8 mm thick Particle board,Backing Material-0.62 mm to 0.82mm thick laminate sheet with extra melamine surface mix colour,Aluminium frame-Anodized 5 microns extruded aluminium section designation 63400 as per IS:1285- 2002 - 16 mm thickness. | 56 | 10000 | 0 | 0 | 10 | 100000 | 0 | 0 | 0 | 0 | 7 | 70000 | 0 | 0 | 0 | 0 | 0 | 0 | 0 | 0 | 0 | 0 | 0 | 0 | 0 | 0 | 0 | 0 | 0 | 0 | 0 | 0 | 17 | 170000
53 | BKRK-A | Double Sided Book Rack with the Dimensions -Width 900mm, Height: 1850mm, Depth: 600mm, Rigid Knockdown construction. Construction, Material- CRCA0.8mmThickness, Finish-EpoxyPolyester Powder coated to the thickness of 50 microns (+/-10).Number of Adjustable shelf:-Five adjustable shelves on one side (Total 12 Loading levels). UniformlyDistributed Load Capacity per each shelf is 80 Kgmaximum. Label holder & range indicator-Label Holder & Range indicator on eachmain unit for inserting labels. | 18 | 17000 | 0 | 0 | 10 | 170000 | 0 | 0 | 0 | 0 | 0 | 0 | 0 | 0 | 0 | 0 | 0 | 0 | 0 | 0 | 0 | 0 | 0 | 0 | 0 | 0 | 0 | 0 | 0 | 0 | 0 | 0 | 10 | 170000
54 | BKRK-B | Single Sided Book Rack with the Dimensions - Width 900mm, Height: 1850mm, Depth: 316mm, Rigid knockdown construction, Material-CRCA 0.8 mm Thickness,Finish:-EpoxyPolyester Powder coated to the thickness of 50 microns (+/-10).,Number of Adjustable shelf-five adjustable shelves. (Total 6 Loading levels). UniformlyDistributed Load Capacity per each shelf is 80 Kg maximum, Label holder & range indicator-Label Holder & Range indicator on eachmain unit for inserting labels. | 10 | 27000 | 0 | 0 | 0 | 0 | 0 | 0 | 0 | 0 | 0 | 0 | 0 | 0 | 0 | 0 | 0 | 0 | 0 | 0 | 0 | 0 | 0 | 0 | 0 | 0 | 0 | 0 | 0 | 0 | 0 | 0 | 0 | 0
55 | GLSD | Almirah with Glass Door size 916mm(W) x 486mm(D) x 1980mm #(H) # - Excluding Leveler, Construction & Material-• Welded construction, • 0.7mm thk (±0.07mm) CRCA* for shelf,• 0.8mm thk (±0.08mm) High yield strength CRCA** for doors and back,• 0.9mm thk (±0.08mm) CRCA* for all other components,CRCA ‘D’ grade as per IS:513,CRCA ‘D’ grade high yield strength as per IS:513,Locking & handle-• Brass handle with • Two way locking mechanism with shooting bolt, Shelves-• Height wise adjustable shelf mounting-• Uniformly Distributed Load Capacity per each full shelf is 40 Kg maximum, • 4Nos. of adjustable full Shelf, • Box file A4 size (85Wx345Hx285D) can be stored vertically on three shelves and the clear space above fourth shelf is 240mm,• M10 screw type leveler with hex plastic base,finish-• Epoxy Powder coated to the thickness of 50 microns (+-10). | 37 | 30000 | 0 | 0 | 2 | 60000 | 0 | 0 | 0 | 0 | 0 | 0 | 0 | 0 | 0 | 0 | 0 | 0 | 0 | 0 | 0 | 0 | 0 | 0 | 0 | 0 | 30 | 900000 | 0 | 0 | 0 | 0 | 32 | 960000
56 | DD | Dual Desk is specially designed for rugged use with Overall Dimentions of L1054 X W980 X H760 mm and all edges are fillet. The desk is made of pressed formed MS CRCA section & CRCA tube fitted with pre laminated Particle board top, seat & back with injection molded PPCP edge. Hanger for water bottle and bag. Space for keeping pen, pencil and scale. The overall appearance of the product shall be as per photograph. Top- Injection molded PPCP edge. Size :- 1054x450x18 MM thk. Particle Board. Seat- Injection molded PPCP edge. Seat height :- 450 MM , Seat size :- 1054x304x18 MM Thk. Particle board. Back- Injection molded PPCP edge. Back size :- 1054x154x18 MM Thk. Particle board. Shelf- Shelf 0.8 MM Thk. CRCA sheet. Bullnose front edge with stiffner 1 MM Thk CRCA. Modesty- Modesty 0.8 MM Thk. CRCA sheet. Slot perforated. Tie members- Horizontal Tie members 25x25x1.2 MM thk. CRCA Pipe. Footrest- Footrest pressed formed CRCA section 1.5 MM Thk. Side frame- Side frame C - section pressed formed 1 mm thk.CRCA Sheet welded with 25x50x1.2 MM thk tube. And back rest pipe Ø25 x 1.2 MM thk. Top end rounded. Cap & Levellers- All pipe caps are curved PPCP material. Finish- All steel components are epoxy powder coated followed by seven tanks anti corrosion treatment of surface. | 400 | 10000 | 0 | 0 | 180 | 1800000 | 0 | 0 | 0 | 0 | 40 | 400000 | 0 | 0 | 0 | 0 | 110 | 1100000 | 0 | 0 | 0 | 0 | 0 | 0 | 0 | 0 | 120 | 1200000 | 0 | 0 | 0 | 0 | 450 | 4500000
57 | SPLIT-AC | Split Air Conditioner with 1.5 TONNE capacity, Star rating - 5 star, cooling capacity (KW/hr):above 3000 (KW/hr),roatart type compressor,compressor warranty 10 years , air circulation ( CFM H/M/L)- ABOVE 450 /350/300, Moistur remover(L /hr)-above 1.5, IDU NOISE level (Dba-≤55/50/45,control - microprocessor control codeless remort power source (V/Hz/φ-230/50/1,Display led/lcd, voltage stabelizer wall mount type with time delay high and low voltage and thermal overaload protection, capacity 4 kva, input voltage -130 to 300 voltage output voltage 200 to 240 V , High voltage cutoff, efficiency ≥ 95%, frequency 50 Hz. | 20 | 40000 | 0 | 0 | 0 | 0 | 0 | 0 | 0 | 0 | 4 | 160000 | 10 | 400000 | 0 | 0 | 9 | 360000 | 10 | 400000 | 0 | 0 | 0 | 0 | 0 | 0 | 0 | 0 | 0 | 0 | 0 | 0 | 33 | 1320000
58 | GNTR-C | Generator with an ouput capacity of 100 TO 125 KVA | 1 | 700000 | 0 | 0 | 0 | 0 | 0 | 0 | 0 | 0 | 0 | 0 | 0 | 0 | 0 | 0 | 0 | 0 | 0 | 0 | 0 | 0 | 0 | 0 | 0 | 0 | 0 | 0 | 0 | 0 | 0 | 0 | 0 | 0
59 | EC-VCANV | Chair | 33 | 9000 | 0 | 0 | 0 | 0 | 0 | 0 | 0 | 0 | 33 | 297000 | 0 | 0 | 0 | 0 | 0 | 0 | 0 | 0 | 0 | 0 | 0 | 0 | 0 | 0 | 0 | 0 | 0 | 0 | 0 | 0 | 33 | 297000
60 | WB-8 | Carpentry Work Bench | 4 | 107000 | 0 | 0 | 0 | 0 | 0 | 0 | 0 | 0 | 1 | 107000 | 0 | 0 | 0 | 0 | 0 | 0 | 0 | 0 | 0 | 0 | 0 | 0 | 0 | 0 | 0 | 0 | 0 | 0 | 0 | 0 | 1 | 107000
61 | WB-8 | Sheet Metal Work Bench | 4 | 107000 | 0 | 0 | 0 | 0 | 0 | 0 | 0 | 0 | 1 | 107000 | 0 | 0 | 0 | 0 | 0 | 0 | 0 | 0 | 0 | 0 | 0 | 0 | 0 | 0 | 0 | 0 | 0 | 0 | 0 | 0 | 1 | 107000
62 | WB-8 | Fitting Work Bench | 4 | 107000 | 0 | 0 | 0 | 0 | 0 | 0 | 0 | 0 | 1 | 107000 | 0 | 0 | 0 | 0 | 0 | 0 | 0 | 0 | 0 | 0 | 0 | 0 | 0 | 0 | 0 | 0 | 0 | 0 | 0 | 0 | 1 | 107000
63 | SR-WHNOT | Storage steel rack slotted angle | 8 | 5000 | 0 | 0 | 0 | 0 | 0 | 0 | 0 | 0 | 6 | 30000 | 0 | 0 | 0 | 0 | 0 | 0 | 0 | 0 | 0 | 0 | 0 | 0 | 0 | 0 | 0 | 0 | 0 | 0 | 0 | 0 | 6 | 30000
64 | OT-D | 1 Drawer Office Table (Class Room) | 19 | 9000 | 0 | 0 | 0 | 0 | 0 | 0 | 0 | 0 | 12 | 108000 | 0 | 0 | 0 | 0 | 0 | 0 | 0 | 0 | 0 | 0 | 0 | 0 | 0 | 0 | 0 | 0 | 0 | 0 | 0 | 0 | 12 | 108000
65 | OT-D | Drawing Table (Drawing Hall) | 63 | 9000 | 0 | 0 | 0 | 0 | 0 | 0 | 0 | 0 | 31 | 279000 | 0 | 0 | 0 | 0 | 0 | 0 | 0 | 0 | 0 | 0 | 0 | 0 | 0 | 0 | 0 | 0 | 0 | 0 | 0 | 0 | 31 | 279000
Total |  |  | 3039 | 3141000 | 130 | 1040000 | 217 | 2490000 | 14 | 251000 | 0 | 0 | 314 | 3673000 | 147 | 7314000 | 370 | 4992000 | 170 | 2325000 | 14 | 490000 | 0 | 0 | 0 | 0 | 0 | 0 | 320 | 3065000 | 0 | 0 | 0 | 0 | 1609 | 25640000
Hostel Furniture
1 | 3S-WC | 3 seater Steel chair Cross Beammade of MS ERW rectangular black powder coated Tube of 80 x 40 x 2 mm Leg & arm rest chrome plated made of cold rolled steel. Arm rest & leg assembled to the cross beam with M10 x 100 mm bolts. Seat & back 1.6mm thick powder coated perforated shell of cold rolled MS Sheet. Side Bar of chrome plated solid steel 30 x 12 mm (DIN 174) with flunting & plastic insert .The shell is assembled on the cross beam with help of M8 Bolts The overall dimension is 1608mm (L) x 695mm (H) x 555mm (D), Seat Height : 405mm | 3 | 17000 | 0 | 0 | 0 | 0 | 0 | 0 | 0 | 0 | 0 | 0 | 0 | 0 | 0 | 0 | 0 | 0 | 0 | 0 | 0 | 0 | 0 | 0 | 0 | 0 | 0 | 0 | 0 | 0 | 0 | 0 | 0 | 0
2 | BD | Hostel Bed made out of steel with Overall Size-Length-1994mm, Width-907mm, Height-822/623/ Rest Height-450mm, Structure of Metal bed frame including legs and head Structure-Mild Steel Pipe, Head board Shape of headboard SEMI CIRCULAR, Thickness of Hollow Section in Structure (1.2mm), Support Panel for placement of mattresses Mild Steel hollow box rectangular section, Thickness of support Panel (in 1.2mm), Material of head board Mild Steel ERW tube IS:7138 Square Tube of 38.1 mm X 1.2 mm thick, Material of mattress panel MS PERFORATED / SHEET, Thickness of mattress Panel 1.2 (mm), Size of support members in mm (±5 mm) 50 x 50mm, Number of support members is 04 Nos., Paint /Finish of all M S parts Powder Coating 60 micron. | 99 | 14000 | 0 | 0 | 0 | 0 | 0 | 0 | 0 | 0 | 0 | 0 | 0 | 0 | 0 | 0 | 0 | 0 | 0 | 0 | 0 | 0 | 0 | 0 | 0 | 0 | 150 | 2100000 | 0 | 0 | 0 | 0 | 150 | 2100000
3 | CC - WA | Computer Chair with seat and back are made uo injection moulded high impact strenght polypropylene polymer compound with indoor graade UV Resistance.The tubular weled frame is made from Dia2.22 +/- 0.03cmx 0.12+/- 0.0128 cm and 3.5+/- 0.03 cm x 0.12+/- 0.0128 am stainless Steel 202 grade tube.The tube are buff polished to give shiny finish. cm. The Shoes are made of high impact strenght polypropylene polymer. compond with indoor grad UV Resistance and pressed fitted with tubularfram. SIZE : (W)52.5cm*(D)55.8cm*(H)84.5cm* (seat H) 45.0 cmSeat Size 52.5cm(W)*53.2 cm(D) Back Size 51.6 cm(W)*40.5 cm (H). | 64 | 3000 | 0 | 0 | 0 | 0 | 0 | 0 | 0 | 0 | 0 | 0 | 0 | 0 | 0 | 0 | 0 | 0 | 0 | 0 | 0 | 0 | 0 | 0 | 0 | 0 | 0 | 0 | 0 | 0 | 0 | 0 | 0 | 0
4 | DT | Dining Table of 8 Seater with wire manager of size 2400W * 1200D * 750H H- Top All tops are made from 25mm Thick Pre—laminated board with 2mm thick. PVC edge beading SIDE PANEL- All Side Panels are made from 25mm Thick Pre—laminated Twin with 2mm thick PVC Lipping of same color on sides and 0.8mm PVC Lipping of matching color on the bottom curve, Modesty- These panels are made from 18mm thick Pre-Laminated Board With 0.8mm PVC Lipping of matching color, Access Flap and Switch Mounting Tray- Made from matt silver Anodized Aluminium Extrusion and plastic moulded components to facilitate access of electrical/data voice. sockets from top, Powder coated switch mounting tray made from 0.8mm and 1.2mm M.S sheet. Switches to be mounted on tray as per requirement. Provision for mounting 8 — module Anchor Roma switch plate on switch mounting tray. Wire manager REHAU- Made from RAU-PVC 1309/7558 (BLACK COLOR). | 6 | 35000 | 0 | 0 | 0 | 0 | 0 | 0 | 0 | 0 | 0 | 0 | 0 | 0 | 0 | 0 | 0 | 0 | 0 | 0 | 0 | 0 | 0 | 0 | 0 | 0 | 20 | 700000 | 0 | 0 | 0 | 0 | 20 | 700000
5 | GNTR-B | Generator with an ouput capacity of 25 TO 30 KVA | 1 | 500000 | 0 | 0 | 0 | 0 | 0 | 0 | 0 | 0 | 0 | 0 | 0 | 0 | 0 | 0 | 0 | 0 | 0 | 0 | 0 | 0 | 0 | 0 | 0 | 0 | 0 | 0 | 0 | 0 | 0 | 0 | 0 | 0
6 | NB | Notice Board with size 4' X 3' Surface Material-woolen felt / fabric in various colours,Core material-9 mm thick soft board,Backing Material-0.62 mm to 0.82mm thick laminate sheet with extra melamine surface mix colour OR 0.16 to 0.25 mm thick ISI mark GP sheet,Aluminium frame-Anodized 5 microns extruded aluminium section designation 63400 as per IS:1285- 2002 - 16 mm thickness | 2 | 4000 | 0 | 0 | 0 | 0 | 0 | 0 | 0 | 0 | 0 | 0 | 0 | 0 | 2 | 8000 | 0 | 0 | 0 | 0 | 0 | 0 | 0 | 0 | 0 | 0 | 10 | 40000 | 0 | 0 | 0 | 0 | 12 | 48000
7 | OC-A | Office chair with Seat and back are made from seasoned wood and plywood. The same is upholstered with black synthetic leather and polyurethane foam. Back Size- 46.0cm(W)X27.0cm(H). Seat Size- 46.0cm(W)x40.0cm(H). The armrest is gas assisted injection moulded from black polypropylene. The understructure assembly is a cantilever type frame.Width of the chair- 58cm, Depth- 56.5cm,Height- 87.5cm,Seat Height- 48cm. | 3 | 5000 | 0 | 0 | 0 | 0 | 0 | 0 | 0 | 0 | 0 | 0 | 0 | 0 | 3 | 15000 | 0 | 0 | 0 | 0 | 0 | 0 | 0 | 0 | 0 | 0 | 0 | 0 | 0 | 0 | 0 | 0 | 3 | 15000
8 | OT-B | Office Table made of MS ERW round tube dia 25.4 x 1.2mm thick with 18 mm thick Pre Laminated top size 1365 X 680 X 735 (Approx.) with both side drawer unit one side three drawers & another side two drawers made of .5mm thick CRCA sheet mild steel, All steel components have powder coated paint fitted with both side drawer lock | 1 | 21000 | 0 | 0 | 0 | 0 | 0 | 0 | 0 | 0 | 0 | 0 | 0 | 0 | 1 | 21000 | 0 | 0 | 0 | 0 | 0 | 0 | 0 | 0 | 0 | 0 | 0 | 0 | 0 | 0 | 0 | 0 | 1 | 21000
9 | OT-D | Office Table made of MS ERW round tube dia 25.4 x 1.2mm thick with 18mm thick Pre Laminated top size 1199 X 590 X 735 mm with one side one drawer unit made of .5mm thick CRCA sheet mild steel, All steel components have powder coated paint fitted with lock. | 0 | 11000 | 0 | 0 | 0 | 0 | 0 | 0 | 0 | 0 | 0 | 0 | 0 | 0 |  | 0 | 0 | 0 | 0 | 0 | 0 | 0 | 0 | 0 | 0 | 0 | 0 | 0 | 0 | 0 | 0 | 0 | 0 | 0
10 | S - AL | Steel Almirah of size 1981 x 916 x 486 MM multi bend construction and inter locking design and full length over apping doors and sides. Three-way bolting mechanism. Spot welding & CO2 welding. Anticorrosion treated components, oven baked powder coating process. Material thickness 0.9mm.Top, Bottom,LH & RH sides and back material thickness= 0.9mm,Removable RH & LH main door with stiffeners material thickness= 0.9mm, 4 adjustable shelves of thickness= 0.8mm | 1 | 24000 | 0 | 0 | 0 | 0 | 0 | 0 | 0 | 0 | 0 | 0 | 0 | 0 | 1 | 24000 | 0 | 0 | 0 | 0 | 0 | 0 | 0 | 0 | 0 | 0 | 0 | 0 | 0 | 0 | 0 | 0 | 1 | 24000
11 | SC | Study Chair is made of blow molded High-density polyethylene andis fixed on the understructure assembly with the help of Stainless steel pop rivets.Seat: Seat is made of blow molded High-density polyethylene and is fixed on the understructure assembly.Understructure All side metal frames and cross connectors are made from Mild steel ERW tubes ,40 x 20 x 2mm thk(approx. 14 SWG) as per 1S:7138 which are welded togetherThe Welded structures and cross connectors are coated with min 45 micron thickness of epoxy polyester coating. Bag storage tray made of 04 Mild steel rod (as per 15:432) forms a cage at the bottom and is welded to the main understructure. Seat support channel made of 1mm thk Mild steel sheet (as per IS:513) is welded to the understructure for fixing seat. Plastic Caps Plastic Caps made of Polypropylene are provided on the foot rest side tubes and back leg tubes adding more aestheic value to the product. | 99 | 5000 | 0 | 0 | 0 | 0 | 0 | 0 | 0 | 0 | 0 | 0 | 0 | 0 | 50 | 250000 | 0 | 0 | 0 | 0 | 0 | 0 | 0 | 0 | 0 | 0 | 150 | 750000 | 0 | 0 | 0 | 0 | 200 | 1000000
12 | SR | Steel Rack of size 6'x36"x18" with Six Shelves Prime quality CRC sheet conforming to IS 513D/10748/5986. The pitches of the slots at 19.05 mm, Panel/Shelves: 6 Bnd bending process of 905L x 448D of load capacity 80 Kgs. UDL Max Per shelf. Shelf Material- 0.8 mm Thick MS Sheet Conforming to Commercial Quality CR-1, Grade 340 of IS 513, Angle Posts Material and size-Rolled steel angle posts of 40 X 40 X 1.8 mm, M S Sheet Thickness of Shelves and Back (Minimum) in mm-0.8, Paint-Powder coated with Lead Free Paint. | 0 | 7000 | 0 | 0 | 0 | 0 | 0 | 0 | 0 | 0 | 0 | 0 | 0 | 0 | 30 | 210000 | 0 | 0 | 0 | 0 | 0 | 0 | 0 | 0 | 0 | 0 | 0 | 0 | 0 | 0 | 0 | 0 | 30 | 210000
13 | ST | Study Table with all sides metal frames and cross connectors are made from Mild steel ERW tubes ,40 x 20 x 2mm thk(approx. 14 SWG) as per 15:7138 which are welded together.The Welded structures and cross connectors are coated with min 45 micron thickness of epoxy polyester coating. Shelf tray and desktop mounting brackets made of 2mm thk Mild steel sheet(as per 15:513) are welded to the understructure for fixing shelf tray and desktop respectively. Hooks are provided ori the vertical side frames on both sides of the desk for hanging bags/bottles. They are made from 09 Mild steel rod (As per 15:432) and are welded to the main understructure Plastic Caps: Plastic Caps made of Polypropylene are provided on the foot rest side tubes and front leg tubes adding more aestheic value to the product. | 99 | 4000 | 0 | 0 | 0 | 0 | 0 | 0 | 0 | 0 | 0 | 0 | 0 | 0 | 50 | 200000 | 0 | 0 | 0 | 0 | 0 | 0 | 0 | 0 | 0 | 0 | 150 | 600000 | 0 | 0 | 0 | 0 | 200 | 800000
14 |  |  |  |  | 0 | 0 | 0 | 0 | 0 | 0 | 0 | 0 | 0 | 0 | 0 | 0 |  | 0 | 0 | 0 | 0 | 0 | 0 | 0 | 0 | 0 | 0 | 0 | 0 | 0 | 0 | 0 | 0 | 0 | 0 | 0
15 |  |  |  |  | 0 | 0 | 0 | 0 | 0 | 0 | 0 | 0 | 0 | 0 | 0 | 0 |  | 0 | 0 | 0 | 0 | 0 | 0 | 0 | 0 | 0 | 0 | 0 | 0 | 0 | 0 | 0 | 0 | 0 | 0 | 0
Total |  |  | 378 | 650000 | 0 | 0 | 0 | 0 | 0 | 0 | 0 | 0 | 0 | 0 | 0 | 0 | 137 | 728000 | 0 | 0 | 0 | 0 | 0 | 0 | 0 | 0 | 0 | 0 | 480 | 4190000 | 0 | 0 | 0 | 0 | 617 | 4918000
Grand Total | [5 empty] | 1040000 |  | 2490000 |  | 251000 |  | 0 |  | 3673000 |  | 7314000 |  | 5720000 |  | 2325000 |  | 490000 |  | 0 |  | 0 |  | 0 |  | 7255000 |  | 0 |  | 0 |  | 30558000

## Software
Requirement of Softwares in Engineering Colleges - Branchwise
[5 empty] | RRSDEC Begusarai |  | SIT Sitamarhi |  | BPMEC Madhepura |  | SCE Sasaram |  | KCE Katihar |  | SCE Saharsa |  | SCE Supaul |  | PCE Purnea |  | GEC Jamui |  | GEC Vaishali |  | GEC Banka |  | BCE Bakhtiyarpur |  | GEC Kaimur |  | SPNREC Araria |  | GEC Khagaria |  | Total
S.NO | Branch | Name of Software | No. of Licences provided in 1 package | Total Price (Rs/-) | RQ | Total Price (Rs/-) | RQ | Total Price (Rs/-) | RQ | Total Price (Rs/-) | RQ | Total Price (Rs/-) | RQ | Total Price (Rs/-) | RQ | Total Price (Rs/-) | RQ | Total Price (Rs/-) | RQ | Total Price (Rs/-) | RQ | Total Price (Rs/-) | RQ | Total Price (Rs/-) | RQ | Total Price (Rs/-) | RQ | Total Price (Rs/-) | RQ | Total Price (Rs/-) | RQ | Total Price (Rs/-) | RQ | Total Price (Rs/-) | RQ | Total Price (Rs/-)
1 | Civil Engineering | 1. Auto CAD | 60 | 0 | 1 | 0 | 1 | 0 | 1 | 0 | 1 | 0 | 1 | 0 | 1 | 0 | 1 | 0 | 1 | 0 | 1 | 0 | 0 | 0 | 0 | 0 | 0 | 0 | 1 | 0 | 1 | 0 | 1 | 0 | 12 | 0
|  | 2. Bentley Academic Bundle (STADD Pro, Water Gems. Sewer Gems. MicroStation | 50 | 1550000 | 0.5 | 775000 | 0 | 0 | 0.5 | 775000 | 0.5 | 775000 | 0.5 | 775000 | 0 | 0 | 0 | 0 | 0.5 | 775000 | 0.5 | 775000 | 0 | 0 | 0.5 | 775000 | 0.5 | 775000 | 0 | 0 | 0 | 0 | 0 | 0 | 4 | 6200000
|  | 3. GIS Software, ERDAS Imagine | 30 | 950000 | 0 | 0 | 0 | 0 | 0 | 0 | 0 | 0 | 0 | 0 | 0 | 0 | 0 | 0 | 0 | 0 | 0 | 0 | 0 | 0 | 1 | 950000 | 0 | 0 | 0 | 0 | 0 | 0 | 0 | 0 | 1 | 950000
|  | 4. Plaxis | 1 | 4875 | 0 | 0 |  | 0 | 1 | 4875 | 0 | 0 | 0 | 0 | 1 | 4875 | 1 | 4875 | 23 | 112125 | 0 | 0 | 0 | 0 | [10 empty] | 26 | 126750
|  | 5. Geo Studio | 1 | 10000 | 0 | 0 |  | 0 | 1 | 10000 | 0 | 0 | 0 | 0 | 1 | 10000 | 1 | 10000 | 10 | 100000 | 0 | 0 | 0 | 0 | [10 empty] | 13 | 130000
2 | Mechanical Engg | 1. SOLIDWORKS | 60 | 650000 | 1 | 650000 | 0 | 0 | 1 | 650000 | 1 | 650000 | 1 | 650000 | 1 | 650000 | 0 | 0 | 1 | 650000 | 1 | 650000 | 0 | 0 | 1 | 650000 | 1 | 650000 | 1 | 650000 | 0 | 0 | 0 | 0 | 10 | 6500000
|  | 2. ANSYS | 25 | 885000 | 1 | 885000 | 0 | 0 | 1 | 885000 | 1 | 885000 | 1 | 885000 | 1 | 885000 | 0 | 0 | 0 | 0 | 1 | 885000 | 0 | 0 | 1 | 885000 | 1 | 885000 | 1 | 885000 | 0 | 0 | 0 | 0 | 9 | 7965000
|  | 3. Auto CAD | 60 | 0 | 1 | 0 | 1 | 0 | 1 | 0 | 1 | 0 | 1 | 0 | 1 | 0 | 1 | 0 | 60 | 0 | 1 | 0 | 0 | 0 | 1 | 0 | 1 | 0 | 1 | 0 | 1 | 0 | 1 | 0 | 73 | 0
|  | 4. CATIA | 30 | 0 | 0 | 0 | 0 | 0 | 0 | 0 | 0 | 0 | 0 | 0 | 0 | 0 | 0 | 0 | 30 | 0 | 0 | 0 | 0 | 0 | 0 | 0 | 0 | 0 | 0 | 0 | 0 | 0 | 0 | 0 | 30 | 0
3 | Electrical and Electronics Engg | 1. Proteus VSM | 25 | 1250000 | 0 | 0 | 0 | 0 | 0 | 0 | 0 | 0 | 0 | 0 | 0 | 0 | 0 | 0 | 0 | 0 | 0 | 0 | 0 | 0 | 0 | 0 | 0 | 0 | 0 | 0 | 0 | 0 | 0 | 0 | 0 | 0
|  | 2. ETAP (Software for Electrical Power System) | 20 | 1534000 | 1 | 1534000 | 0 | 0 | 1 | 1534000 | 0 | 0 | 1 | 0 | 1 | 1534000 | 0.5 | 767000 | 0 | 0 | 1 | 1534000 | 0 | 0 | 1 | 1534000 | 0 | 0 | 1 | 1534000 | 0 | 0 | 0 | 0 | 7.5 | 9971000
|  | 3. LabVIEW (Designing Interfaceing and HMIs | 10 | 0 | 1 | 0 | 1 | 0 | 1 | 0 | 1 | 0 | 1 | 0 | 1 | 0 | 1 | 0 | 1 | 0 | 0 | 0 | 0 | 0 | 1 | 0 | 1 | 0 | 1 | 0 | 1 | 0 | 1 | 0 | 13 | 0
4 | Computer Science & Engineering | 1. MATLAB | 30 | 76700 | 0 | 0 | 0 | 0 | 0 | 0 | 0 | 0 | 0 | 0 | 2 | 153400 | 0 | 0 | 0 | 0 | 0 | 0 | 3 | 230100 | 0 | 0 | 0 | 0 | 0 | 0 | 0 | 0 | 0 | 0 | 5 | 383500
|  | 2. Oracle | 0 | 0 | 1 | 0 | 1 | 0 | 1 | 0 | 1 | 0 | 1 | 0 | 1 | 0 | 1 | 0 | 1 | 0 | 0 | 0 | 0 | 0 | 1 | 0 | 1 | 0 | 1 | 0 | 1 | 0 | 1 | 0 | 13 | 0
|  | 3. Network Simulator 2 or 3 | 0 | 0 | 1 | 0 | 1 | 0 | 1 | 0 | 1 | 0 | 1 | 0 | 1 | 0 | 1 | 0 | 1 | 0 | 0 | 0 | 0 | 0 | 1 | 0 | 1 | 0 | 1 | 0 | 1 | 0 | 1 | 0 | 13 | 0
|  | 4. Adobe PDF | 0 | 0 | 1 | 0 | 1 | 0 | 1 | 0 | 1 | 0 | 1 | 0 | 1 | 0 | 1 | 0 | 1 | 0 | 0 | 0 | 0 | 0 | 1 | 0 | 1 | 0 | 1 | 0 | 1 | 0 | 1 | 0 | 13 | 0
|  | 5. Turnitin | 1 | 2000000 | 0 | 0 | 0 | 0 | 0 | 0 | 0 | 0 | 0 | 0 | 0 | 0 | 0 | 0 | 0 | 0 | 0 | 0 | 0 | 0 | 0 | 0 | 1 | 2000000 | 0 | 0 | 0 | 0 | 0 | 0 | 1 | 2000000
5 | Electronics & Communication Engg | HFSS Software (For Antenna Design, Electromagnetic Field Theory) | 25 | 1000000 | 0 | 0 | 0 | 0 | 0 | 0 | 0 | 0 | 0 | 0 | 0 | 0 | 0 | 0 | 0 | 0 | 0 | 0 | 0 | 0 | 0 | 0 | 0 | 0 | 0 | 0 | 0 | 0 | 0 | 0 | 0 | 0
6 | Electrical Engg | 1. Pspice (Electrical Schematic Software) | 30 | 0 | 1 | 0 | 1 | 0 | 1 | 0 | 1 | 0 | 1 | 0 | 1 | 0 | 1 | 0 | 1 | 0 | 0 | 0 | 0 | 0 | 1 | 0 | 1 | 0 | 1 | 0 | 1 | 0 | 1 | 0 | 13 | 0
|  | 2. LabVIEW (Designing Interfaceing and HMIs | 30 | 0 | 1 | 0 | 1 | 0 | 1 | 0 | 1 | 0 | 1 | 0 | 1 | 0 | 1 | 0 | 1 | 0 | 0 | 0 | 0 | 0 | 1 | 0 | 1 | 0 | 1 | 0 | 1 | 0 | 1 | 0 | 13 | 0
|  | 3. PSCAD (Electromagnetic Transient Analysis Software) | 30 | 0 | 1 | 0 | 1 | 0 | 1 | 0 | 1 | 0 | 1 | 0 | 1 | 0 | 1 | 0 | 1 | 0 | 0 | 0 | 0 | 0 | 1 | 0 | 1 | 0 | 1 | 0 | 1 | 0 | 1 | 0 | 13 | 0
|  | 4. ETAP (Software for Electrical Power System) | 30 | 0 | 1 | 0 | 1 | 0 | 1 | 0 | 1 | 0 | 1 | 0 | 1 | 0 | 1 | 0 | 1 | 0 | 0 | 0 | 5 | 383500 | 1 | 0 | 1 | 0 | 1 | 0 | 1 | 0 | 1 | 0 | 18 | 383500
7 | English | 1. Grammarly (For learning English Language Writing Skill) | 6 | 57000 | 1 | 57000 | 0 | 0 | 1 | 57000 | 1 | 57000 | 1 | 57000 | 1 | 57000 | 1 | 57000 | 0 | 0 | 1 | 57000 | 2 | 114000 | 1 | 57000 | 1 | 57000 | 1 | 57000 | 1 | 57000 | 1 | 57000 | 14 | 798000
|  | 2. FluentU (For fluency on structure of the language and basic grammer) | 0 | 0 | 1 | 0 | 1 | 0 | 1 | 0 | 1 | 0 | 1 | 0 | 1 | 0 | 1 | 0 | 1 | 0 | 0 | 0 | 0 | 0 | 1 | 0 | 1 | 0 | 1 | 0 | 1 | 0 | 1 | 0 | 13 | 0
Total |  |  | 494 | 9967575 | 15.5 | 3901000 | 11 | 0 | 17.5 | 3915875 | 14.5 | 2367000 | 15.5 | 2367000 | 19 | 3294275 | 14.5 | 838875 | 134.5 | 1637125 | 6.5 | 3901000 | 10 | 727600 | 15.5 | 4851000 | 14.5 | 4367000 | 15 | 3126000 | 12 | 57000 | 12 | 57000 | 327.5 | 35407750

## Workshop
Department of Science and Technology - Patna, Bihar.
Equipment Required in WORKSHOP in Engineering Colleges
Workshop | [5 empty] | RRSDEC Begusarai |  | SIT Sitamarhi |  | BPMEC Madhepura |  | SCE Sasaram |  | KCE Katihar |  | SCE Saharsa |  | SCE Supaul |  | PCE Purnea |  | GEC Jamui |  | GEC Vaishali |  | GEC Banka |  | BCE Bakhtiyarpur |  | GEC Kaimur |  | SPNREC Araria |  | GEC Khagaria |  | Grand Total
S.NO | Name of the Equipment | Specification | Price Per Unit | Essential No. of Units | Total Amount | RQ | Total Price (Rs/-) | RQ | Total Price (Rs/-) | RQ | Total Price (Rs/-) | RQ | Total Price (Rs/-) | RQ | Total Price (Rs/-) | RQ | Total Price (Rs/-) | RQ | Total Price (Rs/-) | RQ | Total Price (Rs/-) | RQ | Total Price (Rs/-) | RQ | Total Price (Rs/-) | RQ | Total Price (Rs/-) | RQ | Total Price (Rs/-) | RQ | Total Price (Rs/-) | RQ | Total Price (Rs/-) | RQ | Total Price (Rs/-) | RQ | Total Price (Rs/-)
1 | CNC Lathe Machine | MACHINE CAPACITY Swing over bed Maximum turning diameter Distance between centres Maximum Turning LengthSlant angle (bed or saddle) Cast Iron grade for bed and saddle Machine weight nett SPINDLE Spindle nose, Bore through Spindle Maximum spindle speed, Spindle power, continuous Min.spindle speed @ full power Type of drive Chuck size Chuck type Spindle bearing class Front Bearing Dia. (ID) AXES X - axis Travel Z – axis Travel Programmable feed rate – X & Z Minimum programmable command– X & Z Rapid traverse X and Z Type of drive X and Z Motor torque Z- axis Motor torque X- axis Ball screw Z & X axes (diameter x pitch) Ball screw finish – Z & X axes Ball screw class– Z & X axes Guideways– Z & X axes Guideway size – Z & X axes Guideways class – Z & X axes TURRET Bi-directional Tool turret No. of tools Tool shank size Maximum boring bar diameter TAIL STOCK Quill Diameter Quill Stroke Quill Taper Quill actuation Tail stock base travel manual Thrust (Adjustable) COOLANT/LUBRICATION/HYDRAULIC Coolant tank Capacity Coolant pump motor Coolant pump output Lubrication type Lubrication tank capacity Hydraulic pump discharge Hydraulic tank capacity Hydraulic system pressure maximum ACCURACY as per ISO 230-2 Positioning accuracy, X & Z axes Repeatability X & Z axes CNC SYSTEM Control System System resolution Motors & Drives Tool number display Machine control panel MPG (Manual pulse generator) CNC features POWER SOURCE Mains supply (± 10 %) Total connected load requirement STANDARD EQUIPMENT Voltage Stabilizer Air conditioning unit for electrical cabinet Backup CD for PLC Ladder Logic Machine lighting Levelling pads and jacking screws Operation manual Maintenance manual Installation kit Maintenance tool kit Machine guarding with safety compliance MAKES OF CRITICAL MACHINE TOOL COMPONENTS LM Guideways Ball Screws Spindle Bearings Turret Hydraulic Chuck & cylinder Hydraulic Power Pack Panel AC Stabilizer Lubrication Coolant Pump | 1100000 | 1 | 1100000 | 0 | 0 | 1 | 1100000 | 0 | 0 | 0 | 0 | 1 | 1100000 | 1 | 1100000 | 1 | 1100000 | 1 | 1100000 | 1 | 1100000 | 0 | 0 | 1 | 1100000 | 1 | 1100000 | 0 | 0 | 0 | 0 | 0 | 0 | 8 | 8800000
2 | CNC Milling | MACHINE CAPACITY Units Size Table size mm 500 x 250 or higher Max. load on table Kg 150 or higher T slot dimension (N x W x P) mm 3 x 14 x 80 or higher Table height from floor mm 800 ~ 900 Cast Iron grade for bed and saddle Grade 25 or equivalent Machine weight nett kg 1750 or higher SPINDLE Spindle nose BT30 / BT40 Minimum Distance spindle (nose to table) mm 100-150 Maximum spindle speed RPM 6000 or higher Spindle power, continuous kW 3.7 or higher Type of drive AC servo spindle motor Spindle bearing class P4 Front Bearing Dia. (ID) mm 50 or higher AXES X - axis Travel mm 300 or higher Y - axis Travel mm 250 or higher Z – axis Travel mm 250 or higher Rapid traverse X/Y/Z m/min 20/20/15 or higher Minimum programmable command mm 0.001 Programmable feed range - X, Y & Z axes mm/min 10 - 5000 or higher Type of drive - X, Y & Z axes AC servo motor Motor torque – X &Y axes Nm 3 or higher Motor torque with brake - Z axes Nm 6 or higher with brake Ball screw - X, Y & Z axes (diameter x pitch ) mm 32 X 10 mm along X & Y axis Z-axis 32 X 6 mm Ball screw finish- X, Y & Z axes Ground and hardened Ball screw class- X, Y & Z axes Preloaded with C3or better Guideways- X, Y & Z axes Antifriction linear motion guideway Guideways size- X, Y & Z axes mm 25 or higher Guideways class- X, Y & Z axes P Class AUTOMATIC TOOL CHANGER Number of tool pockets No. 8 or higher Max tool diameter mm 80 or higher Tool selection Bi-directional Tool shank type BT30 / BT40 Tool weight max kg 2.5 for BT30 / 6 for BT40 Tool length max mm 100~150 for BT30 / 150~200 for BT40 Tool change time (Chip to chip) secs 5 or lower Tool clamp /unclamp Disc Spring / Hydro-Pneumatic ACCURACY as per ISO 230-2 Positioning accuracy for X,Y & Z axes mm 0.010 Repeatability for X,Y & Z axes mm ±0.003 Geometrical Alignment ISO 10791 standard Accuracy of finish test piece ISO 10791 standard CNC SYSTEM Control System Fanuc 0i-MF Motors & Drives Compatible with CNC controllers System resolution 0.001 mm Tool number display On machine operator panel Machine control panel Feedrate, spindle speed override knob MPG (Manual pulse generator) On machine operator panel CNC Features Graphic Simulation, Programming help, Tool Offsets MDI, Absolute/Incremental Positioning, Pitch error compensation COOLANT/LUBRICATION Coolant tank Capacity Litres 100 or higher Coolant pump motor Kw 0.20 or higher Coolant pump output LPM 12 or higher Lubrication type Automatic centralized lubrication Lubrication tank capacity Litres 3 or higher AIR COMPRESSOR FOR TOOL UNCLAMP Compressor type Screw type with dryer, filter & air receiver Tank capacity Litres 150 or higher Airflow CFM 10 or higher Pressure bar 7 max. POWER SOURCE Mains supply (± 10 %) 415 V, 3 Ph., 50Hz Total connected load requirement Approx. 15 kVA STANDARD EQUIPMENT Voltage Stabilizer 15 kVA Air conditioning unit for electrical cabinet 1 No Backup CD for PLC Ladder Logic 1 No Machine lightning 1 No Levelling pads and jacking screws 4 Nos Operation manual 1 No Maintenance manual 1 No Installation kit 1 No Maintenance tool kit 1 No Machine guarding with safety compliance 1 No MAKES OF CRITICAL COMPONENTS LM Guideways HIWIN/THK/PMI/STAR Ball Screws HIWIN/THK/TSUBAKI/PMI/STAR/HMT/NSK Spindle Bearings RHP/NSK/FAG/SKF/NRB ATC PRAGATI/ GIFU/OEM* Panel AC WERNER FINLEY/RITTAL/LEX TECNOID/OEM* Stabilizer NEEL/SERVOMAX/CONSUL/FARMAX/OEM* Lubrication CENLUBE/DROPCO /OEM* Coolant Pump RAJAMANE/GRUNDFOS/OEM* Cutting tools and holders SANDVIK/TAEGUTEC/KENNAMETAL/SECO/MITSUBISHI Air compressor GODREJ/ELGI/KAESER/ALTAS COPCO *OEM = Machine manufacturer’s own make AC for electrical cabinet AC servo motor for all axis Re-circulating Angular contact ball bearing for all 3 axis for high positioning accuracy Telescopic cover for X, Y axis for Guideways protection and Sliding cover for Z axis Automatic lubrication for Ball screw and LM guideways CAD software linking facility Safety device with fully enclosed working area, limit switches for X & Z axis, Emergency off. 24 Volt D.C single voltage Latest Version Fanuc 0i-MF CNC controller with 8.4" LCD monitor Main Supply 415 volts, 50Hz, 3 ph with suitable voltage stabilizer Panel Cooler for Electrical cabinet Backup CD for PLC Ladder Logic Instruction and Programming manuals on CD – ROM for self-printing Maintenance Support system- An Interactive multimedia based system which will guide the user through various operations of the machine maintenance, basic operations of the machine. Operation manual 1 No Maintenance manual 1 No Installation kit 1 No Maintenance tool kit 1 No Machine lighting Coolant supply - with Flexinox hoses Levelling pads and Jacking screws | 1400000 | 1 | 1400000 | 0 | 0 | 1 | 1400000 | 0 | 0 | 0 | 0 | 0 | 0 |  | 0 | 1 | 1400000 | 1 | 1400000 | 1 | 1400000 | 0 | 0 | 0 | 0 | 1 | 1400000 | 0 | 0 | 0 | 0 | 0 | 0 | 5 | 7000000
3 | Universal Milling Machine | Surface of Table (MM):800x175 No. of T-Slots:3 Size of T-Slots:½” Swivel either Side of Table: 45 Cross Traverse (MM):150 Vertical Traverse (MM):400 Longitudinal Traverse (MM):475 Arbour Diameter (MM):25.4 Taper of Spindle: ISO 40 No. of Spindle Speed:6 Range of Spindle Speed (RPM):40 - 700 Spindle Diameter (MM):50 No of Feed in Longitudinal Table Long:2 Main Motor Power (HP):1 Weight (Kgs.):450 Accessories include with above machine: 1 HP 1440 RPM 3 Phase Electric Motor : 1 No. R/F Switch, V-Belt &Fittings : 1 No. Coolant Pump &Fittings : 1 No. Vertical Attachment : 1 No. Foundation Rubber Pad: 4 Nos. Oil – Can: 1 No. Allen Key Set: 1 No. Spanner Set : 1 No. Rotary Table 8” Dia. Milling Vice (100 mm) with Swivel Base Full Universal Dividing Head (110mm)with Chuck I.S.O 40 Collect Adopter with Key Collects 12 Pieces Set 4mm. to 25mm. Stub Milling Arbour (For Holding Shell & Mill Cutter) Boring Head 18-12mm. Clamping Kit 8” X 8” X 8” Angle Plate 18” Stroke Heavy Duty Cone Pulley Type Shaping Machine fitted with Motor Pulley, Handle, Ram Back Tray Machine size: 18" Maximum stroke: 20" Len of Ram: 36" Max. dist. of Table to Ram: 15" Min. dist. of table to Ram: 2" Max. vertical travel to tool slide: 4" Length & width of table top: 18" x 12 " Length & width of table slide: 30" x 11 " Length of cross slide:30" Width of Ram: 10" No of speeds:3 Main Motor Power: 2 HP Accessoriesincluded withtheabovemachine: 2HP 1440RPM3PhaseElectricMotor :1No. Starter, V-Belt&Fitting :1No. ShapingM/cVice : 1No. Oil LubricationSystem:1No. FoundationRubberPad:4Nos. Oil –Can:1No. Allen KeySet:1No. SpannerSet :1No. | 800000 | 1 | 800000 | 1 | 800000 | 1 | 800000 | 0 | 0 | 0 | 0 | 0 | 0 |  | 0 | 1 | 800000 | 0 | 0 | 1 | 800000 | 0 | 0 | 0 | 0 | 1 | 800000 | 1 | 800000 | 0 | 0 | 0 | 0 | 6 | 4800000
4 | Surface Grinder | Size 7” x 14”, Oil Type Surface Grinder Machine Complete with 1 HP. Electric Motor, 6” x 12” Magnetic Chuck, Starter, Wheel Balancer, One Diamond Dresser with Coolant Pump & Fittings | 300000 | 2 | 600000 | 0 | 0 | 2 | 600000 | 0 | 0 | 0 | 0 | 0 | 0 | 1 | 300000 | 1 | 300000 | 1 | 300000 | 2 | 600000 | 0 | 0 | 0 | 0 | 2 | 600000 | 0 | 0 | 0 | 0 | 0 | 0 | 9 | 2700000
5 | Planner Machine | HEAVY DUTY Planner Machine Cap. 4’ x 2 ½ ’ X 2 ½ ’ Planner Machine with single Tool Post complete with Electrical Accessories included with the above machine: 2 HP 960 RPM 3 Phase Electric Motor: 1 No. | 500000 | 1 | 500000 |  | 0 | 1 | 500000 | 0 | 0 | 0 | 0 | 1 | 500000 | 1 | 500000 | 1 | 500000 | 1 | 500000 | 1 | 500000 | 0 | 0 | 1 | 500000 | 1 | 500000 | 0 | 0 | 0 | 0 | 0 | 0 | 8 | 4000000
6 | Slotting Machine | SLOTTING MACHINE Of 250 mm. (10”) Cap. Adjustable Stroke 3 Speed Counter System Complete with All Standard Accessories such as 6mm boring bar with Tips, Motor pulley & Counter V-belt. ADJUSTABLE Stroke (mm): 10 to 250 Longitudinal Movement (mm): 230 Cross Movement (mm): 230 Speed adjustment (Speed): 3 Ram Adjustment (mm): 250 Motor (HP): 1.5 Column to RAM Dist.(mm): 330 Table to RAM Dist. (mm): 410 Table size (mm): 280x335 Machine Dimension: 1150x600x1375 Machine weight (kg): 450 | 200000 | 1 | 200000 | 0 | 0 | 1 | 200000 | 0 | 0 | 0 | 0 | 0 | 0 | 0 | 0 | 0 | 0 | 1 | 200000 | 1 | 200000 | 0 | 0 | 1 | 200000 | 1 | 200000 | 0 | 0 | 0 | 0 | 0 | 0 | 5 | 1000000
7 | Lathe Machine Norton Type | Bed length 6 feet, Light Duty High Precision All Geared Head Lathe Machine having Norton Gear Box Lead Screw & Feed Shaft Separate Spindle, Speed 60–1050RPM with Hardened Bed & complete with all standard accessories such as driving plate, center adapter, dead center, change | 575000 | 4 | 2300000 | 0 | 0 | 4 | 2300000 | 0 | 0 | 0 | 0 | 0 | 0 | 2 | 1150000 | 2 | 1150000 | 1 | 575000 | 4 | 2300000 | 0 | 0 | 1 | 575000 | 4 | 2300000 | 1 | 575000 | 0 | 0 | 0 | 0 | 19 | 10925000
8 | Lathe Machine Precision type | High Precision Light Duty Lathe Machine complete with all standard accessories such as Chuck Plate, Gear Set, Center Adaptor, Dead Center, Dial Indicator, Square Tool Post, Tool Post Key with HARDENED BED. Height Of Center: 165 mm Swing Over Bed:330 mm Swing Over Slide: 180 mm Width Of Bed: 238 mm Spindle Bore: 40 mm Spindle Nose: 8 TPI Speed No - 8 (RPM):30 to 825 Cross Slide: 225 mm Lead Screw:4 TPI. Tail Stock Sleeve: MT-3 Main Motor Power: 1 HP Accessories L.H. ( lefthandtools) 1 R.H. (righthandtools) 1 V - tools 1 Boringtools 1 | 700000 | 2 | 1400000 | 0 | 0 | 4 | 2800000 | 0 | 0 | 0 | 0 | 0 | 0 | 2 | 1400000 | 1 | 700000 | 1 | 700000 | 2 | 1400000 | 0 | 0 | 1 | 700000 | 2 | 1400000 | 0 | 0 | 0 | 0 | 0 | 0 | 13 | 9100000
9 | Heavy Duty Lathe Machine (CAPSTAN LATHE) | High Precision Heavy Duty Lathe Machine Bearing Type Head Stock& V-Belt Counter Complete with all std. accessories such as Gear Set, Center Adaptor, Dead Center, Dial Indicator, Square Tool Post, Tool Post Key with HARDENED BED. Height of Center(mm):250 Width of Bed (mm):325 Max Swing over bed (mm):500 Max Swing over Slide (mm):300 Max Swing in Gap:775 Spindle Bore (mm):52 Spindle Nose:6TPI Spindle Speed 8 (R.P.M):30 to 475 Cross Slide Travel (mm):270 Top Slide:150 Lead Screw TPI:4TPI Tail Stock Sleeve:MT-4 Power Required (H.P.):3 Accessories : Electricalsuch as3HP1440RPM3PhaseElectricMotor, R/F Switch, V-Belt&Fittings 10”x3JawPrecision TrueChuckwithChuckPlate 14”x4JawPrecisionDogChuckwithChuckPlate SteadyRest(150 mmholeDia.) FollowRest FacePlate(430 mm) Knob Type Gear Box: Revolving center MT – 4 MT-4 Pipe Centre Coolant Pump with Tank and Fittings Taper Turning Attachment Machine lamp with control transformer & wiring but without lamp | 1400000 | 1 | 1400000 | 0 | 0 | 1 | 1400000 | 0 | 0 | 0 | 0 | 0 | 0 | 1 | 1400000 | 1 | 1400000 | 1 | 1400000 | 1 | 1400000 | 0 | 0 | 1 | 1400000 | 1 | 1400000 | 0 | 0 | 0 | 0 | 0 | 0 | 7 | 9800000
10 | TURRET LATHE | 25mm. Cap. TURRET LATHE having Bed Length 1050mm, Height of Center 165 mm, Spindle Hollow 28 mm, Collet Attachment with One Collet of 25mm. Cap. & Motor Pulley Accessories 2 HP 1440 RPM 3 Phase Electric Motor, R/F Switch, V-Belt & Fittings: 1 No. Bar Feed Attachment: 1 No. Panel Board: 1 No. Coolant Pump & Fitting: 1 No. Foundation Rubber Pad: 4 Nos. Oil – Can: 1 No. Allen Key Set: 1 No. Spanner Set : 1 No. | 1400000 | 1 | 1400000 | 0 | 0 | 1 | 1400000 | 0 | 0 | 0 | 0 | 0 | 0 | 1 | 1400000 | 1 | 1400000 | 0 | 0 | 0 | 0 | 0 | 0 | 1 | 1400000 | 1 | 1400000 | 0 | 0 | 0 | 0 | 0 | 0 | 5 | 7000000
11 | Hand Sheet Cutting Machine | 12” Cap. Heavy Duty Cutter | 15000 | 4 | 60000 | 0 | 0 | 4 | 60000 | 0 | 0 | 0 | 0 | 0 | 0 | 4 | 60000 | 4 | 60000 | 4 | 60000 | 4 | 60000 | 0 | 0 | 1 | 15000 | 4 | 60000 | 1 | 15000 | 1 | 15000 | 1 | 15000 | 28 | 420000
12 | Drill Machine | Portable Drill machine, drilling capacity upto 13mm, complete with chuck, key and standard length of connecting wire. | 6000 | 5 | 30000 | 0 | 0 | 5 | 30000 | 0 | 0 | 0 | 0 | 0 | 0 | 2 | 12000 | 2 | 12000 | 5 | 30000 | 5 | 30000 | 0 | 0 | 1 | 6000 | 5 | 30000 | 0 | 0 | 2 | 12000 | 2 | 12000 | 29 | 174000
13 | TOOL & CUTTER GRINDER Machine | UNIVERSAL TOOL & CUTTER GRINDER complete with all standard Such as Steady with Centre, Spanner 2 No., Wheel Extension Shaft, Dividing Head (Bearing Type) with Stopper Capacity Max. Diameter of Cutter that can be grind:250mm Max. Distance Between Centres:300mm Max. Length of Cutting edges grind:260mm Grinding Spindle Speeds:4600 RPM Swing diameter on standard centres& work head:275mm Working surface of table:450 x 125 | 250000 | 2 | 500000 | 0 | 0 | 2 | 500000 | 0 | 0 | 0 | 0 | 0 | 0 | 2 | 500000 | 1 | 250000 | 1 | 250000 | 2 | 500000 | 0 | 0 | 1 | 250000 | 2 | 500000 | 1 | 250000 | 0 | 0 | 0 | 0 | 12 | 3000000
14 | HYDRAULIC HACKSAW MACHINE | 8” Cap. Hydraulic Control Hacksaw Machine having Blade Size 16” x 1 ¼” Complete with all standard accessories as per maker's supply Cutting Round: 200 Capacity Square: 150 No of stroke per min: 100-125 Blade Size (mm): 400x32 Approx Weight Kg: 350 Motor (1440 RPM): 1 HP 1 HP 1440 RPM 3 Phase Electric Motor: 1 No. R / F Switch, V-Belt & Fitting: 1 No. Hacksaw Blade (16” x 1 ¼”): 1 No. Foundation Rubber Pad: 4 Nos. Oil – Can: 1 No. Allen Key Set: 1 No. Spanner Set: 1 No. | 250000 | 2 | 500000 | 0 | 0 | 2 | 500000 | 0 | 0 | 0 | 0 | 1 | 250000 | 1 | 250000 | 1 | 250000 | 1 | 250000 | 2 | 500000 | 0 | 0 | 1 | 250000 | 2 | 500000 | 1 | 250000 | 0 | 0 | 0 | 0 | 12 | 3000000
15 | Pillar Drill | 20 Pillar Drilling Machine 20mm Cap / 8 Speed / 125mm Travel / 4’ Pillar Height Drilling Capacity (mm): 20 Pillar Dia. (mm): 75 Spindle Nose: MT-2 Spindle Travel (mm): 125 Spindle Center To Pillar Surface (mm): 200 No. Of Spindle Speed: 8 Spindle Speed (RPM): 87 - 3200 Table Size (mm): 280x280 Base Size (mm): 460x315 Base To Spindle Nose (mm): 925 Main Motor Power (HP): 1 | 227500 | 2 | 455000 | 0 | 0 | 2 | 455000 | 0 | 0 | 0 | 0 | 0 | 0 | 1 | 227500 | 1 | 227500 | 1 | 227500 | 2 | 455000 | 0 | 0 | 1 | 227500 | 2 | 455000 | 2 | 455000 | 0 | 0 | 0 | 0 | 12 | 2730000
16 | Bench vice 6 inch |  | 5000 | 30 | 150000 | 5 | 25000 | 30 | 150000 | 0 | 0 | 0 | 0 | 0 | 0 | 20 | 100000 | 20 | 100000 | 20 | 100000 | 30 | 150000 | 0 | 0 | 20 | 100000 | 30 | 150000 | 30 | 150000 | 5 | 25000 | 5 | 25000 | 215 | 1075000
17 | Hand Vice 4 inch |  | 750 | 10 | 7500 | 5 | 3750 | 10 | 7500 | 0 | 0 | 0 | 0 | 0 | 0 | 10 | 7500 | 10 | 7500 | 10 | 7500 | 10 | 7500 | 0 | 0 | 10 | 7500 | 10 | 7500 | 10 | 7500 | 5 | 3750 | 5 | 3750 | 95 | 71250
18 | Pipe vice 3 inch |  | 9000 | 10 | 90000 | 5 | 45000 | 10 | 90000 | 0 | 0 | 0 | 0 | 0 | 0 | 10 | 90000 | 10 | 90000 | 10 | 90000 | 10 | 90000 | 0 | 0 | 10 | 90000 | 10 | 90000 | 10 | 90000 | 5 | 45000 | 5 | 45000 | 95 | 855000
19 | G Clamp 6" |  | 1800 | 15 | 27000 | 5 | 9000 | 15 | 27000 | 0 | 0 | 0 | 0 | 0 | 0 | 15 | 27000 | 15 | 27000 | 15 | 27000 | 15 | 27000 | 0 | 0 | 10 | 18000 | 10 | 18000 | 15 | 27000 | 5 | 9000 | 5 | 9000 | 125 | 225000
20 | Ball peen hammer, 800 g |  | 850 | 15 | 12750 | 0 | 0 | 15 | 12750 | 0 | 0 | 0 | 0 | 0 | 0 | 15 | 12750 | 15 | 12750 | 15 | 12750 | 15 | 12750 | 0 | 0 | 10 | 8500 | 5 | 4250 | 15 | 12750 | 5 | 4250 | 5 | 4250 | 115 | 97750
21 | Straight peen hammer, 1 kg |  | 750 | 15 | 11250 | 0 | 0 | 15 | 11250 | 0 | 0 | 0 | 0 | 0 | 0 | 15 | 11250 | 15 | 11250 | 15 | 11250 | 15 | 11250 | 0 | 0 | 10 | 7500 | 0 | 0 | 15 | 11250 | 5 | 3750 | 5 | 3750 | 110 | 82500
22 | Cross peen hammer 800 g |  | 850 | 15 | 12750 | 0 | 0 | 15 | 12750 | 0 | 0 | 0 | 0 | 0 | 0 | 15 | 12750 | 15 | 12750 | 15 | 12750 | 15 | 12750 | 0 | 0 | 10 | 8500 | 0 | 0 | 15 | 12750 | 5 | 4250 | 5 | 4250 | 110 | 93500
23 | Flat chisel |  | 400 | 25 | 10000 | 0 | 0 | 25 | 10000 | 0 | 0 | 0 | 0 | 0 | 0 | 25 | 10000 | 25 | 10000 | 25 | 10000 | 25 | 10000 | 0 | 0 | 20 | 8000 | 0 | 0 | 25 | 10000 | 5 | 2000 | 5 | 2000 | 180 | 72000
24 | Round nose chisel |  | 700 | 25 | 17500 | 0 | 0 | 25 | 17500 | 0 | 0 | 0 | 0 | 0 | 0 | 25 | 17500 | 25 | 17500 | 25 | 17500 | 25 | 17500 | 0 | 0 | 20 | 14000 | 0 | 0 | 25 | 17500 | 5 | 3500 | 5 | 3500 | 180 | 126000
25 | Solid frame hacksaw |  | 400 | 100 | 40000 | 0 | 0 | 90 | 36000 | 0 | 0 | 0 | 0 | 0 | 0 | 50 | 20000 | 50 | 20000 | 100 | 40000 | 100 | 40000 | 0 | 0 | 80 | 32000 | 0 | 0 | 50 | 20000 | 5 | 2000 | 5 | 2000 | 530 | 212000
26 | Adjustable frame hacksaw |  | 700 | 100 | 70000 | 0 | 0 | 90 | 63000 | 0 | 0 | 0 | 0 | 0 | 0 | 50 | 35000 | 50 | 35000 | 100 | 70000 | 100 | 70000 | 0 | 0 | 80 | 56000 | 0 | 0 | 50 | 35000 | 10 | 7000 | 10 | 7000 | 540 | 378000
27 | 10” flat Files |  | 400 | 50 | 20000 | 10 | 4000 | 50 | 20000 | 0 | 0 | 0 | 0 | 0 | 0 | 50 | 20000 | 50 | 20000 | 50 | 20000 | 50 | 20000 | 0 | 0 | 40 | 16000 | 0 | 0 | 50 | 20000 | 10 | 4000 | 10 | 4000 | 370 | 148000
28 | 10” square Files |  | 900 | 50 | 45000 | 10 | 9000 | 50 | 45000 | 0 | 0 | 0 | 0 | 0 | 0 | 50 | 45000 | 50 | 45000 | 50 | 45000 | 50 | 45000 | 0 | 0 | 40 | 36000 | 0 | 0 | 50 | 45000 | 5 | 4500 | 5 | 4500 | 360 | 324000
29 | 10” triangular Files |  | 1100 | 50 | 55000 | 10 | 11000 | 50 | 55000 | 0 | 0 | 0 | 0 | 0 | 0 | 50 | 55000 | 50 | 55000 | 50 | 55000 | 50 | 55000 | 0 | 0 | 40 | 44000 | 0 | 0 | 50 | 55000 | 5 | 5500 | 5 | 5500 | 360 | 396000
30 | Scraper 8” |  | 550 | 100 | 55000 | 50 | 27500 | 90 | 49500 | 0 | 0 | 0 | 0 | 0 | 0 | 50 | 27500 | 50 | 27500 | 100 | 55000 | 100 | 55000 | 0 | 0 | 80 | 44000 | 0 | 0 | 50 | 27500 | 10 | 5500 | 10 | 5500 | 590 | 324500
31 | Tap and die set ¼ to ½, |  | 8000 | 10 | 80000 | 10 | 80000 | 10 | 80000 | 0 | 0 | 0 | 0 | 0 | 0 | 10 | 80000 | 10 | 80000 | 10 | 80000 | 10 | 80000 | 0 | 0 | 10 | 80000 | 0 | 0 | 10 | 80000 | 2 | 16000 | 2 | 16000 | 84 | 672000
32 | Drill bits 1/8” to 1/2”, 10 pc set, |  | 6000 | 15 each | 270000 | 10 | 60000 | 15 | 90000 | 0 | 0 | 0 | 0 | 0 | 0 | 15 | 90000 | 15 | 90000 | 15 | 90000 | 15 | 90000 | 0 | 0 | 15 | 90000 | 0 | 0 | 15 | 90000 | 15 | 90000 | 15 | 90000 | 145 | 870000
33 | Hacksaw blade |  | 25 | 150 | 3750 | 150 | 3750 | 130 | 3250 | 0 | 0 | 0 | 0 | 0 | 0 | 100 | 2500 | 100 | 2500 | 150 | 3750 | 150 | 3750 | 0 | 0 | 25 | 625 | 0 | 0 | 100 | 2500 | 10 | 250 | 10 | 250 | 925 | 23125
34 | Tin cutter |  | 500 | 40 | 20000 | 40 | 20000 | 40 | 20000 | 0 | 0 | 0 | 0 | 0 | 0 | 40 | 20000 | 40 | 20000 | 40 | 20000 | 40 | 20000 | 0 | 0 | 35 | 17500 | 0 | 0 | 40 | 20000 | 10 | 5000 | 10 | 5000 | 335 | 167500
35 | Steel rule 12", |  | 460 | 60 | 27600 | 30 | 13800 | 60 | 27600 | 0 | 0 | 0 | 0 | 0 | 0 | 50 | 23000 | 50 | 23000 | 60 | 27600 | 60 | 27600 | 0 | 0 | 50 | 23000 | 0 | 0 | 60 | 27600 | 10 | 4600 | 10 | 4600 | 440 | 202400
36 | Try Square 12" Stainless steel blade |  | 1500 | 50 | 75000 | 30 | 45000 | 50 | 75000 | 0 | 0 | 0 | 0 | 0 | 0 | 50 | 75000 | 50 | 75000 | 50 | 75000 | 50 | 75000 | 0 | 0 | 40 | 60000 | 0 | 0 | 50 | 75000 | 10 | 15000 | 10 | 15000 | 390 | 585000
37 | Scraper 6” |  | 450 | 50 | 22500 | 30 | 13500 | 50 | 22500 | 0 | 0 | 0 | 0 | 0 | 0 | 50 | 22500 | 50 | 22500 | 50 | 22500 | 50 | 22500 | 0 | 0 | 40 | 18000 | 0 | 0 | 50 | 22500 | 10 | 4500 | 10 | 4500 | 390 | 175500
38 | Combination set |  | 1800 | 20 | 36000 | 20 | 36000 | 20 | 36000 | 0 | 0 | 0 | 0 | 0 | 0 | 20 | 36000 | 20 | 36000 | 20 | 36000 | 20 | 36000 | 0 | 0 | 20 | 36000 | 0 | 0 | 20 | 36000 | 10 | 18000 | 10 | 18000 | 180 | 324000
39 | Calipers, 10” |  | 450 | 50 | 22500 | 25 | 11250 | 50 | 22500 | 0 | 0 | 0 | 0 | 0 | 0 | 50 | 22500 | 50 | 22500 | 50 | 22500 | 50 | 22500 | 0 | 0 | 40 | 18000 | 0 | 0 | 50 | 22500 | 10 | 4500 | 10 | 4500 | 385 | 173250
40 | Divider 10” |  | 400 | 50 | 20000 | 25 | 10000 | 50 | 20000 | 0 | 0 | 0 | 0 | 0 | 0 | 50 | 20000 | 50 | 20000 | 50 | 20000 | 50 | 20000 | 0 | 0 | 40 | 16000 | 0 | 0 | 50 | 20000 | 10 | 4000 | 10 | 4000 | 385 | 154000
41 | V block 4” |  | 1000 | 25 | 25000 | 25 | 25000 | 25 | 25000 | 0 | 0 | 0 | 0 | 0 | 0 | 25 | 25000 | 25 | 25000 | 25 | 25000 | 25 | 25000 | 0 | 0 | 20 | 20000 | 20 | 20000 | 25 | 25000 | 10 | 10000 | 10 | 10000 | 235 | 235000
Total |  |  | 9168235 | 1145 | 13871100 | 496 | 1252550 | 1112 | 15074100 | 0 | 0 | 0 | 0 | 3 | 1850000 | 929 | 9207250 | 929 | 10457250 | 1140 | 7988600 | 1159 | 12291100 | 0 | 0 | 827 | 7492625 | 115 | 12934750 | 937 | 3307350 | 200 | 327850 | 200 | 327850 | 8047 | 82511275
Carpentry Lab | [11 empty] | 0 |  | 0 | [21 empty] | 0 | 0
S.NO | Name of the Equipment | Specification | Price Per Unit | Essential No. of Units | Total Amount | RQ | Total Price (Rs/-) | RQ | Total Price (Rs/-) | RQ | Total Price (Rs/-) | RQ | Total Price (Rs/-) | RQ | Total Price (Rs/-) | RQ | Total Price (Rs/-) | RQ | Total Price (Rs/-) | RQ | Total Price (Rs/-) | RQ | Total Price (Rs/-) | RQ | Total Price (Rs/-) | RQ | Total Price (Rs/-) | RQ | Total Price (Rs/-) | RQ | Total Price (Rs/-) | RQ | Total Price (Rs/-) | RQ | Total Price (Rs/-) | RQ | Total Price (Rs/-)
1 | Wood Turning Lathe machine with floor mounting | fitted with rack-slide lathe attachment Bed Length : 1.75 mtr. Height of centre : 150 / 200mm approx Width of Bed : 200mm Admit between centre : 1000mm approx. ( Number of Spindle Speeds : 3 Face Chuck Dia : 250mm approx. Power required :1 HP ( 1440 RPM) Motorised model, complete with 1 HP electric motor, 440 volts, 3 phase, motor pulley, V belt, and one set of turning tools, standard cutting tools set | 400000 | 1 | 400000 | 1 | 400000 | 1 | 400000 | 0 | 0 | 0 | 0 | 1 | 400000 | 0 | 0 | 0 | 0 | 1 | 400000 | 1 | 400000 | 0 | 0 | 1 | 400000 | 1 | 400000 | 1 | 400000 | 0 | 0 | 0 | 0 | 8 | 3200000
2 | Surface Planer Machine | Size: 18" Length of table : 68" Width of table : 18" Height from floor to table: 34" Spindle Size Dia: 4 1/2" Motor: 5HP | 75000 | 2 | 150000 | 1 | 75000 | 2 | 150000 | 0 | 0 | 0 | 0 | 0 | 0 | 2 | 150000 | 2 | 150000 | 2 | 150000 | 2 | 150000 | 1 | 75000 | 1 | 75000 | 2 | 150000 | 2 | 150000 | 0 | 0 | 0 | 0 | 17 | 1275000
3 | Circular Saw - Straight Rise Fall& Tilling type | Table Size : 27 x 20” Table Height : 24” Spindle dia : 1” Depth of Cut : 3 ½” RPM : 2800 rpm Motor : 1 HP, 3 phase, AC, 1440 RPM | 150000 | 1 | 150000 | 1 | 150000 | 1 | 150000 | 0 | 0 | 0 | 0 | 0 | 0 | 1 | 150000 | 1 | 150000 | 1 | 150000 | 1 | 150000 | 0 | 0 | 1 | 150000 | 1 | 150000 | 1 | 150000 | 0 | 0 | 0 | 0 | 9 | 1350000
4 | Jig Saw Machine | Throat Depth: 610mm Table size: 350x350mm Cuts Thickness: 45 HP Stroke: as per minute: 650 Motor: 1/2 HP RPM of Machine: 650 | 200000 | 2 | 400000 | 2 | 400000 | 2 | 400000 | 0 | 0 | 0 | 0 | 0 | 0 | 2 | 400000 | 2 | 400000 | 2 | 400000 | 2 | 400000 | 0 | 0 | 1 | 200000 | 2 | 400000 | 2 | 400000 | 0 | 0 | 0 | 0 | 17 | 3400000
5 | Wooden Grinding Machine |  | 10000 | 4 | 40000 | 4 | 40000 | 4 | 40000 | 0 | 0 | 0 | 0 | 1 | 10000 | 4 | 40000 | 4 | 40000 | 4 | 40000 | 4 | 40000 | 0 | 0 | 2 | 20000 | 4 | 40000 | 4 | 40000 | 0 | 0 | 0 | 0 | 35 | 350000
6 | Disc sander Machine, 6 inch | Disc sander, 5 inch | 125000 | 2 | 250000 | 2 | 250000 | 2 | 250000 | 0 | 0 | 0 | 0 | 0 | 0 | 2 | 250000 | 2 | 250000 | 2 | 250000 | 2 | 250000 | 0 | 0 | 2 | 250000 | 2 | 250000 | 2 | 250000 | 0 | 0 | 0 | 0 | 18 | 2250000
7 | Measuring Tools | Four fold rule, wooden type | 600 | 50 | 30000 | 25 | 15000 | 50 | 30000 | 0 | 0 | 0 | 0 | 0 | 0 | 50 | 30000 | 50 | 30000 | 50 | 30000 | 50 | 30000 | 0 | 0 | 40 | 24000 | 0 | 0 | 50 | 30000 | 0 | 0 | 0 | 0 | 365 | 219000
8 | Measuring Tools | Steel tape, 3 meter | 300 | 100 | 30000 | 25 | 7500 | 100 | 30000 | 0 | 0 | 0 | 0 | 0 | 0 | 100 | 30000 | 100 | 30000 | 100 | 30000 | 100 | 30000 | 0 | 0 | 80 | 24000 | 0 | 0 | 100 | 30000 | 0 | 0 | 0 | 0 | 705 | 211500
9 | Measuring Tools | Try Square 12" Stainless steel blade | 1500 | 50 | 75000 | 25 | 37500 | 50 | 75000 | 0 | 0 | 0 | 0 | 0 | 0 | 50 | 75000 | 50 | 75000 | 50 | 75000 | 50 | 75000 | 0 | 0 | 40 | 60000 | 0 | 0 | 50 | 75000 | 0 | 0 | 0 | 0 | 365 | 547500
10 | Measuring Tools | Spirit level (iron) 6 inch | 800 | 50 | 40000 | 25 | 20000 | 50 | 40000 | 0 | 0 | 0 | 0 | 0 | 0 | 50 | 40000 | 50 | 40000 | 50 | 40000 | 50 | 40000 | 0 | 0 | 40 | 32000 | 0 | 0 | 50 | 40000 | 0 | 0 | 0 | 0 | 365 | 292000
11 | Measuring Tools | Steel rule 12", | 460 | 50 | 23000 | 25 | 11500 | 50 | 23000 | 0 | 0 | 0 | 0 | 0 | 0 | 50 | 23000 | 50 | 23000 | 50 | 23000 | 50 | 23000 | 0 | 0 | 40 | 18400 | 0 | 0 | 50 | 23000 | 0 | 0 | 0 | 0 | 365 | 167900
12 | Measuring Tools | Four fold rule, wooden type | 700 | 50 | 35000 | 25 | 17500 | 50 | 35000 | 0 | 0 | 0 | 0 | 0 | 0 | 50 | 35000 | 50 | 35000 | 50 | 35000 | 50 | 35000 | 0 | 0 | 40 | 28000 | 0 | 0 | 50 | 35000 | 0 | 0 | 0 | 0 | 365 | 255500
13 | Cutting Tools | Hand Saw, 16 inch | 310 | 50 | 15500 | 25 | 7750 | 50 | 15500 | 0 | 0 | 0 | 0 | 0 | 0 | 40 | 12400 | 40 | 12400 | 50 | 15500 | 50 | 15500 | 0 | 0 | 40 | 12400 | 0 | 0 | 50 | 15500 | 0 | 0 | 0 | 0 | 345 | 106950
14 | Cutting Tools | Tenon Saw, 10 inch | 750 | 50 | 37500 | 25 | 18750 | 50 | 37500 | 0 | 0 | 0 | 0 | 0 | 0 | 50 | 37500 | 50 | 37500 | 50 | 37500 | 50 | 37500 | 0 | 0 | 40 | 30000 | 0 | 0 | 50 | 37500 | 0 | 0 | 0 | 0 | 365 | 273750
15 | Cutting Tools | Firmer Chisel 1 inch | 110 | 50 | 5500 | 25 | 2750 | 50 | 5500 | 0 | 0 | 0 | 0 | 0 | 0 | 50 | 5500 | 50 | 5500 | 50 | 5500 | 50 | 5500 | 0 | 0 | 40 | 4400 | 0 | 0 | 50 | 5500 | 0 | 0 | 0 | 0 | 365 | 40150
16 | Cutting Tools | Bevel Chisel 1/2 inch | 110 | 50 | 5500 | 25 | 2750 | 50 | 5500 | 0 | 0 | 0 | 0 | 0 | 0 | 50 | 5500 | 50 | 5500 | 50 | 5500 | 50 | 5500 | 0 | 0 | 40 | 4400 | 0 | 0 | 50 | 5500 | 0 | 0 | 0 | 0 | 365 | 40150
17 | Cutting Tools | Mortise Chisel 1/2 inch | 110 | 50 | 5500 | 25 | 2750 | 50 | 5500 | 0 | 0 | 0 | 0 | 0 | 0 | 40 | 4400 | 40 | 4400 | 50 | 5500 | 50 | 5500 | 0 | 0 | 40 | 4400 | 0 | 0 | 50 | 5500 | 0 | 0 | 0 | 0 | 345 | 37950
18 | Cutting Tools | Mortise Chisel 1/4 inch | 300 | 50 | 15000 | 25 | 7500 | 50 | 15000 | 0 | 0 | 0 | 0 | 0 | 0 | 50 | 15000 | 50 | 15000 | 50 | 15000 | 50 | 15000 | 0 | 0 | 40 | 12000 | 0 | 0 | 50 | 15000 | 0 | 0 | 0 | 0 | 365 | 109500
19 | Planing Tool | Iron Jack Plane, 14 inch | 3400 | 10 | 34000 | 10 | 34000 | 10 | 34000 | 0 | 0 | 0 | 0 | 0 | 0 | 5 | 17000 | 5 | 17000 | 10 | 34000 | 10 | 34000 | 0 | 0 | 10 | 34000 | 0 | 0 | 10 | 34000 | 0 | 0 | 0 | 0 | 70 | 238000
20 | Boring Tools | Drill bit 1/16" to 1/2" (29 pc set) | 18000 | 4 | 72000 | 4 | 72000 | 4 | 72000 | 0 | 0 | 0 | 0 | 0 | 0 | 4 | 72000 | 4 | 72000 | 4 | 72000 | 4 | 72000 | 0 | 0 | 4 | 72000 | 0 | 0 | 4 | 72000 | 0 | 0 | 0 | 0 | 32 | 576000
21 | Striking Tools | Claw Hammer 340 gm | 750 | 20 | 15000 | 20 | 15000 | 20 | 15000 | 0 | 0 | 0 | 0 | 0 | 0 | 20 | 15000 | 20 | 15000 | 20 | 15000 | 20 | 15000 | 0 | 0 | 20 | 15000 | 0 | 0 | 20 | 15000 | 0 | 0 | 0 | 0 | 160 | 120000
22 | Striking Tools | Mallet Hammer | 900 | 30 | 27000 | 20 | 18000 | 30 | 27000 | 0 | 0 | 0 | 0 | 0 | 0 | 30 | 27000 | 30 | 27000 | 30 | 27000 | 30 | 27000 | 0 | 0 | 25 | 22500 | 0 | 0 | 30 | 27000 | 0 | 0 | 0 | 0 | 225 | 202500
23 | Striking Tools | Ball pen Hammer, 800gm | 750 | 30 | 22500 | 20 | 15000 | 30 | 22500 | 0 | 0 | 0 | 0 | 0 | 0 | 30 | 22500 | 30 | 22500 | 30 | 22500 | 30 | 22500 | 0 | 0 | 25 | 18750 | 0 | 0 | 30 | 22500 | 0 | 0 | 0 | 0 | 225 | 168750
24 | Holding Tools | Bench vice No. 4 | 18000 | 10 | 180000 | 10 | 180000 | 10 | 180000 | 0 | 0 | 0 | 0 | 0 | 0 | 10 | 180000 | 10 | 180000 | 10 | 180000 | 10 | 180000 | 0 | 0 | 10 | 180000 | 10 | 180000 | 10 | 180000 | 0 | 0 | 0 | 0 | 90 | 1620000
25 | Miscellaneous Tools | Screw Driver 200 mm blade | 150 | 5 | 750 | 5 | 750 | 5 | 750 | 0 | 0 | 0 | 0 | 0 | 0 | 5 | 750 | 5 | 750 | 5 | 750 | 5 | 750 | 0 | 0 | 5 | 750 | 0 | 0 | 5 | 750 | 0 | 0 | 0 | 0 | 40 | 6000
26 | Miscellaneous Tools | Pincer 8" | 600 | 30 | 18000 | 25 | 15000 | 30 | 18000 | 0 | 0 | 0 | 0 | 0 | 0 | 30 | 18000 | 30 | 18000 | 30 | 18000 | 30 | 18000 | 0 | 0 | 25 | 15000 | 0 | 0 | 30 | 18000 | 0 | 0 | 0 | 0 | 230 | 138000
27 | Miscellaneous Tools | Scraper 6” | 450 | 30 | 13500 | 25 | 11250 | 30 | 13500 | 0 | 0 | 0 | 0 | 0 | 0 | 30 | 13500 | 30 | 13500 | 30 | 13500 | 30 | 13500 | 0 | 0 | 25 | 11250 | 0 | 0 | 30 | 13500 | 0 | 0 | 0 | 0 | 230 | 103500
28 | Miscellaneous Tools | Oil Stone/ Sharpening Stone | 550 | 10 | 5500 | 10 | 5500 | 10 | 5500 | 0 | 0 | 0 | 0 | 0 | 0 | 10 | 5500 | 10 | 5500 | 10 | 5500 | 10 | 5500 | 0 | 0 | 10 | 5500 | 10 | 5500 | 10 | 5500 | 0 | 0 | 0 | 0 | 90 | 49500
Total |  |  | 1009600 | 841 | 2095750 | 460 | 1832750 | 841 | 2095750 | 0 | 0 | 0 | 0 | 2 | 410000 | 815 | 1674550 | 815 | 1674550 | 841 | 2095750 | 841 | 2095750 | 1 | 75000 | 687 | 1723750 | 32 | 1575500 | 841 | 2095750 | 0 | 0 | 0 | 0 |  | 17349100
Welding Lab | [11 empty] | 0 | [23 empty] | 0 | 0
S.NO | Name of the Equipment | Specification | Price Per Unit | Essential No. of Units | Total Amount | RQ | Total Price (Rs/-) | RQ | Total Price (Rs/-) | RQ | Total Price (Rs/-) | RQ | Total Price (Rs/-) | RQ | Total Price (Rs/-) | RQ | Total Price (Rs/-) | RQ | Total Price (Rs/-) | RQ | Total Price (Rs/-) | RQ | Total Price (Rs/-) | RQ | Total Price (Rs/-) | RQ | Total Price (Rs/-) | RQ | Total Price (Rs/-) | RQ | Total Price (Rs/-) | RQ | Total Price (Rs/-) | RQ | Total Price (Rs/-) | RQ | Total Price (Rs/-)
1 | Inverter Based Pulse TIG DC Welder | Inverter Based Pulse TIG DC Welder • Three phase inverter based, high frequency and high power factor Pulse TIG/MMA DC Welder • Useful for wide variety of material types and thickness • Full featured TIG controls possible. • HF ignition. • Intelligent protection: over/ under voltage, over current/temperature • Water cooled torch with cooling unit option. • Latest PWM inverter technology. • High efficiency (>85%) • Smooth and stable arc with spatter less welding. • Pulse TIG for precision welding Technical Details: | 444500 | 1 | 444500 | 1 | 444500 | 1 | 444500 | 0 | 0 | 0 | 0 | 0 | 0 | 1 | 444500 | 1 | 444500 | 1 | 444500 | 1 | 444500 |  | 0 | 1 | 444500 | 1 | 444500 | 1 | 444500 | 0 | 0 | 0 | 0 | 9 | 4000500
2 | Inverter based MIG welding outfit | Inverter based GMAW welding outfit • Inverter based digitally controlled GMAW outfit • High efficiency and high power factor- resulting energy saving • Enhanced reliability due to SMD technology • Auto “Weld Stop” when welding torch is taken away from weld job • Compatible to Power Generator Supply • Digital panel for adjusting the welding parameters • 25% more energy efficient than conventional machines • Maximum power factor is 0.93 • Excellent dynamic response enables superior arc | 266000 | 1 | 266000 | 1 | 266000 | 1 | 266000 | 0 | 0 | 0 | 0 | 0 | 0 | 1 | 266000 | 1 | 266000 | 1 | 266000 | 1 | 266000 |  | 0 | 1 | 266000 | 1 | 266000 | 1 | 266000 | 0 | 0 | 0 | 0 | 9 | 2394000
3 | Inverter based Arc welding Rectifier | Indigenous Inverter based Arc welding Rectifier of current range 10 – 400Amps, 3 PH, 415V, 50 HZ. Three phase inverter based, high efficiency and high power factor DC Welder Suitable for Long distance welding and cellulosic electrodes Enhanced Reliability due to SMD technology Capable of Welding with all types of cellulosic electrodes including 6010, 7010G and 8010G High frequency IGBT based Rectifier Arc force adjustment on panel. TIG Welding possible with External HF Unit Light weight, compact and portable for easy handling Capable of Welding with 100 meter + 100 meter welding and return cables | 100000 | 2 | 200000 | 2 | 200000 | 2 | 200000 | 0 | 0 | 0 | 0 | 0 | 0 | 2 | 200000 | 2 | 200000 | 2 | 200000 | 2 | 200000 |  | 0 | 1 | 100000 | 2 | 200000 | 2 | 200000 | 0 | 0 | 0 | 0 | 17 | 1700000
4 | GAS WELDING with All Accessories |  | 175000 | 1 | 175000 | 1 | 175000 | 1 | 175000 | 0 | 0 | 0 | 0 | 0 | 0 | 1 | 175000 | 1 | 175000 | 1 | 175000 | 1 | 175000 | 1 | 175000 | 1 | 175000 |  | 0 | 1 | 175000 | 0 | 0 | 0 | 0 | 9 | 1575000
5 | Welding Simulator |  | 600000 | 1 | 600000 | [6 empty] | 0 | 0 | 1 | 600000 | [14 empty] | 1 | 600000
5 | Welding Helmet: Auto Darketing Helmet |  | 11500 | 15 | 172500 | 10 | 115000 | 15 | 172500 | 0 | 0 | 0 | 0 | 0 | 0 | 15 | 172500 | 15 | 172500 | 15 | 172500 | 15 | 172500 | 15 | 172500 | 15 | 172500 | 15 | 172500 | 15 | 172500 | 0 | 0 | 0 | 0 | 145 | 1667500
6 | Welding Torch |  | 12800 | 15 | 192000 | 10 | 128000 | 15 | 192000 | 0 | 0 | 0 | 0 | 0 | 0 | 15 | 192000 | 15 | 192000 | 15 | 192000 | 15 | 192000 | 15 | 192000 | 15 | 192000 | 15 | 192000 | 5 | 64000 | 0 | 0 | 0 | 0 | 135 | 1728000
7 | Welding Regulator For Oxygen, Co2,Acetylene |  | 9400 | 5 | 47000 | 5 | 47000 | 5 | 47000 | 0 | 0 | 0 | 0 | 0 | 0 | 5 | 47000 | 5 | 47000 | 5 | 47000 | 5 | 47000 | 5 | 47000 | 5 | 47000 | 5 | 47000 | 5 | 47000 | 0 | 0 | 0 | 0 | 50 | 470000
8 | Flash Back Arrestor |  | 8800 | 5 | 44000 | 5 | 44000 | 5 | 44000 | 0 | 0 | 0 | 0 | 0 | 0 | 5 | 44000 | 5 | 44000 | 5 | 44000 | 5 | 44000 | 5 | 44000 | 5 | 44000 | 5 | 44000 | 5 | 44000 | 0 | 0 | 0 | 0 | 50 | 440000
9 | Gas Welding Torch |  | 29500 | 5 | 147500 | 5 | 147500 | 5 | 147500 | 0 | 0 | 0 | 0 | 0 | 0 | 5 | 147500 | 5 | 147500 | 5 | 147500 | 5 | 147500 | 5 | 147500 | 5 | 147500 | 5 | 147500 | 5 | 147500 | 0 | 0 | 0 | 0 | 50 | 1475000
10 | Gas Heating Torch |  | 8000 | 5 | 40000 | 5 | 40000 | 5 | 40000 | 0 | 0 | 0 | 0 | 0 | 0 | 5 | 40000 | 5 | 40000 | 5 | 40000 | 5 | 40000 | 5 | 40000 | 5 | 40000 | 5 | 40000 | 5 | 40000 | 0 | 0 | 0 | 0 | 50 | 400000
11 | Electrode Holder |  | 900 | 10 | 9000 | 10 | 9000 | 10 | 9000 | 0 | 0 | 0 | 0 | 0 | 0 | 10 | 9000 | 10 | 9000 | 10 | 9000 | 10 | 9000 | 10 | 9000 | 10 | 9000 | 10 | 9000 | 10 | 9000 | 0 | 0 | 0 | 0 | 100 | 90000
12 | Welding Gloves |  | 900 | 50 | 45000 | 25 | 22500 | 50 | 45000 | 0 | 0 | 0 | 0 | 0 | 0 | 50 | 45000 | 50 | 45000 | 50 | 45000 | 50 | 45000 | 50 | 45000 | 50 | 45000 | 10 | 9000 | 50 | 45000 | 0 | 0 | 0 | 0 | 435 | 391500
13 | Welding Apron |  | 1300 | 50 | 65000 | 25 | 32500 | 50 | 65000 | 0 | 0 | 0 | 0 | 0 | 0 | 50 | 65000 | 50 | 65000 | 50 | 65000 | 50 | 65000 | 50 | 65000 | 50 | 65000 | 10 | 13000 | 30 | 39000 | 0 | 0 | 0 | 0 | 415 | 539500
14 | Leg Guard |  | 850 | 30 | 25500 | 25 | 21250 | 30 | 25500 | 0 | 0 | 0 | 0 | 0 | 0 | 30 | 25500 | 30 | 25500 | 30 | 25500 | 30 | 25500 | 30 | 25500 | 30 | 25500 | 10 | 8500 | 30 | 25500 | 0 | 0 | 0 | 0 | 275 | 233750
Total |  |  | 1669450 | 196 | 2473000 | 130 | 1692250 | 195 | 1873000 | 0 | 0 | 0 | 0 | 1 | 600000 | 195 | 1873000 | 195 | 1873000 | 195 | 1873000 | 195 | 1873000 | 191 | 962500 | 194 | 1773000 | 94 | 1593000 | 166 | 2319000 | 0 | 0 | 0 | 0 |  | 17104750
Black Smithy Lab | [11 empty] | 0 | [23 empty] | 0 | 0
S.NO | Name of the Equipment | Specification | Price Per Unit | Essential No. of Units | Total Amount | RQ | Total Price (Rs/-) | RQ | Total Price (Rs/-) | RQ | Total Price (Rs/-) | RQ | Total Price (Rs/-) | RQ | Total Price (Rs/-) | RQ | Total Price (Rs/-) | RQ | Total Price (Rs/-) | RQ | Total Price (Rs/-) | RQ | Total Price (Rs/-) | RQ | Total Price (Rs/-) | RQ | Total Price (Rs/-) | RQ | Total Price (Rs/-) | RQ | Total Price (Rs/-) | RQ | Total Price (Rs/-) | RQ | Total Price (Rs/-) | RQ | Total Price (Rs/-)
1 | Hand hammer, 800gm, with handle |  | 750 | 30 | 22500 | 0 | 0 | 26 | 19500 | 0 | 0 | 0 | 0 | 0 | 0 | 30 | 22500 | 30 | 22500 | 30 | 22500 | 30 | 22500 | 15 | 11250 | 25 | 18750 | 30 | 22500 | 0 | 0 | 0 | 0 | 0 | 0 | 216 | 162000
2 | Double ended sledge hammer of 2 kg head. |  | 1200 | 15 | 18000 | 0 | 0 | 15 | 18000 | 0 | 0 | 0 | 0 | 0 | 0 | 15 | 18000 | 15 | 18000 | 15 | 18000 | 15 | 18000 | 10 | 12000 | 10 | 12000 | 15 | 18000 | 15 | 18000 | 0 | 0 | 0 | 0 | 125 | 150000
3 | Tongs |  | 6070 | 50 | 303500 | 0 | 0 | 50 | 303500 | 0 | 0 | 0 | 0 | 0 | 0 | 50 | 303500 | 50 | 303500 | 50 | 303500 | 50 | 303500 | 25 | 151750 | 40 | 242800 | 30 | 182100 | 50 | 303500 | 0 | 0 | 0 | 0 | 395 | 2397650
4 | Anvil |  | 9800 | 6 | 58800 | 0 | 0 | 6 | 58800 | 0 | 0 | 0 | 0 | 0 | 0 | 0 | 0 | 0 | 0 | 6 | 58800 | 6 | 58800 | 3 | 29400 | 6 | 58800 | 5 | 49000 | 6 | 58800 | 0 | 0 | 0 | 0 | 38 | 372400
5 | Punch |  | 1500 | 30 | 45000 | 0 | 0 | 30 | 45000 | 0 | 0 | 0 | 0 | 0 | 0 | 30 | 45000 | 30 | 45000 | 30 | 45000 | 30 | 45000 | 15 | 22500 | 25 | 37500 | 25 | 37500 | 30 | 45000 | 0 | 0 | 0 | 0 | 245 | 367500
6 | Chisel |  | 1800 | 30 | 54000 | 0 | 0 | 30 | 54000 | 0 | 0 | 0 | 0 | 0 | 0 | 30 | 54000 | 30 | 54000 | 30 | 54000 | 30 | 54000 | 15 | 27000 | 25 | 45000 | 25 | 45000 | 30 | 54000 | 0 | 0 | 0 | 0 | 245 | 441000
7 | Flatter and set hammer |  | 9000 | 10 | 90000 | 0 | 0 | 10 | 90000 | 0 | 0 | 0 | 0 | 0 | 0 | 10 | 90000 | 10 | 90000 | 10 | 90000 | 10 | 90000 | 5 | 45000 | 10 | 90000 | 10 | 90000 | 10 | 90000 | 0 | 0 | 0 | 0 | 85 | 765000
8 | Top & bottom swages with rod handle for top |  | 6000 | 10 | 60000 | 0 | 0 | 10 | 60000 | 0 | 0 | 0 | 0 | 0 | 0 | 10 | 60000 | 10 | 60000 | 10 | 60000 | 10 | 60000 | 5 | 30000 | 10 | 60000 | 10 | 60000 | 10 | 60000 | 0 | 0 | 0 | 0 | 85 | 510000
9 | Top & bottom fuller with rod handle for top |  | 6000 | 10 | 60000 | 0 | 0 | 10 | 60000 | 0 | 0 | 0 | 0 | 0 | 0 | 10 | 60000 | 10 | 60000 | 10 | 60000 | 10 | 60000 | 5 | 30000 | 10 | 60000 | 10 | 60000 | 10 | 60000 | 0 | 0 | 0 | 0 | 85 | 510000
10 | Heart Tools |  | 4800 | 30 | 144000 | 0 | 0 | 30 | 144000 | 0 | 0 | 0 | 0 | 0 | 0 | 10 | 48000 | 10 | 48000 | 30 | 144000 | 30 | 144000 | 15 | 72000 | 25 | 120000 | 30 | 144000 | 30 | 144000 | 0 | 0 | 0 | 0 | 210 | 1008000
Total |  |  | 46920 | 221 | 855800 | 0 | 0 | 217 | 852800 | 0 | 0 | 0 | 0 | 0 | 0 | 195 | 701000 | 195 | 701000 | 221 | 855800 | 221 | 855800 | 113 | 430900 | 186 | 744850 | 190 | 708100 | 191 | 833300 | 0 | 0 | 0 | 0 | 1729 | 6683550
[12 empty] | 0 | [23 empty] | 0 | 0
S.NO | Name of the Equipment | Specification | Price Per Unit | Essential No. of Units | Total Amount | [6 empty] | 0 | [23 empty] | 0 | 0
1 | Injection Moulding Machine for Workshop Laboratory |  | 700000 | 1 | 700000 | 0 | 0 | 0 | 0 | 0 | 0 | 0 | 0 | 1 | 700000 | 1 | 700000 | 1 | 700000 | 1 | 700000 | 1 | 700000 | 0 | 0 | 1 | 700000 | 1 | 700000 | 0 | 0 | 0 | 0 | 0 | 0 | 7 | 4900000
Total |  |  | 700000 | 1 | 700000 | [5 empty] | 0 | 0 | 0 |  | 0 |  | 0 |  | 0 |  | 0 |  | 0 |  | 0 |  | 0 |  | 0 |  | 0 |  | 0 |  | 0 | 0 | 0
Grand Total |  |  |  |  | 19995650 | 1086 | 4777550 | 2365 | 19895650 | 0 | 0 | 0 | 0 | 7 | 3560000 | 2135 | 14155800 | 2135 | 15405800 | 2398 | 13513150 | 2417 | 17815650 | 305 | 1468400 | 1895 | 12434225 | 432 | 17511350 | 2135 | 8555400 | 200 | 327850 | 200 | 327850 | 17710 | 129748675

## Chemistry
Department of Science and Technology - Patna, Bihar.
Equipment Required for Chemistry Lab in Engineering Colleges
Branch- All Branch (B.Tech Courses)
College Name | [5 empty] | RRSDEC Begusarai |  | SIT Sitamarhi |  | BPMEC Madhepura |  | SCE Sasaram |  | KCE Katihar |  | SCE Saharsa |  | SCE Supaul |  | PCE Purnea |  | GEC Jamui |  | GEC Vaishali |  | GEC Banka |  | BCE Bakhtiyarpur |  | GEC Kaimur |  | FREC Araria |  | GEC Khagaria |  | Grand Total
S.NO | Name of the Equipment | Specifications | Price/Unit (in Rs Approx) | Qty Required | Total Price | Required Qty | Amount | Required Qty | Amount | Required Qty | Amount | Required Qty | Amount | Required Qty | Amount | Required Qty | Amount | Required Qty | Amount | Required Qty | Amount | Required Qty | Amount | Required Qty | Amount | Required Qty | Amount | Required Qty | Amount | Required Qty | Amount | Required Qty | Amount | Required Qty | Amount | Required Qty | Amount
1 | Ostwalds Viscometer | Comprises glass U-Tube with two bulbs, connected by a capillary tube.Borosilicate glass | 1800 | 60 | 108000 | 0 | 0 | 48 | 86400 | 0 | 0 | 29 | 52200 | 60 | 108000 | 30 | 54000 | 20 | 36000 | 0 | 0 | 60 | 108000 | 0 | 0 | 60 | 108000 | 60 | 108000 | 29 | 52200 | 10 | 18000 | 10 | 18000 | 416 | 748800
2 | Stalagmometer | Shape: Straight, Borosilicate glass | 500 | 60 | 30000 | 0 | 0 | 60 | 30000 | 0 | 0 | 30 | 15000 | 60 | 30000 | 60 | 30000 | 20 | 10000 | 0 | 0 | 60 | 30000 | 0 | 0 | 60 | 30000 | 60 | 30000 | 30 | 15000 | 10 | 5000 | 10 | 5000 | 430 | 230000
3 | Pipette Pump | Plastic material, Capacity around 2-25 ml, Accurate pipetting and dispensing of liquids | 4000 | 30 | 120000 | 0 | 0 | 30 | 120000 | 0 | 0 | 15 | 60000 | 30 | 120000 | 30 | 120000 | 10 | 40000 | 0 | 0 | 30 | 120000 | 0 | 0 | 30 | 120000 | 30 | 120000 | 15 | 60000 | 5 | 20000 | 5 | 20000 | 202 | 920000
4 | Fussion Tube (Pkt. Of 1 gross) | Stnadard size | 300 | 2 | 600 | 0 | 0 | 2 | 600 | 0 | 0 | 1 | 300 | 2 | 600 | 2 | 600 | 2 | 600 | 0 | 0 | 2 | 600 | 0 | 0 | 2 | 600 | 2 | 600 | 1 | 300 | 2 | 600 | 2 | 600 | 48 | 6000
5 | Platinum wire (With glass tube) | Platinum wire (With glass tube) | 2500 | 30 | 75000 | 0 | 0 | 30 | 75000 | 0 | 0 | 15 | 37500 | 30 | 75000 | 30 | 75000 | 30 | 75000 | 0 | 0 | 30 | 75000 | 0 | 0 | 30 | 75000 | 10 | 25000 | 15 | 37500 | 0 | 0 | 0 | 0 | 192 | 550000
6 | Ion Exchanger (Deionizer)/U Tech Double bed deionizer | Two PVC cylinders filled with cation and anion exchange resin, Flow rate 50 to 70 lit/hr | 45000 | 2 | 90000 | 0 | 0 | 2 | 90000 | 0 | 0 | 1 | 45000 | 0 | 0 | 1 | 45000 | 1 | 45000 | 0 | 0 | 2 | 90000 | 0 | 0 | 2 | 90000 | 2 | 90000 | 1 | 45000 | 0 | 0 | 0 | 0 | 15 | 540000
7 | Hot plate with magnetic stirrer | • Integrated temperature control • Exact temperature and speed setting via digital display, even when switched off • Set safety temperature limit displayed digitally • Hot Top indicator >> hot surface warning to prevent burns! • Digital error code display • With adjustable safety circuit of heating plate temperature (50 - 360 °C) • Safety magnetic stirrer with heating, suitable for unsupervised operation • High level of safety thanks to improved heat control technology • Aluminium heating plate for optimum heat transfer • Improved magnetic adhesion • Speed range: 50 - 1500 rpm • Temperature range: RT - 310 °C | 6000 | 5 | 30000 | 0 | 0 | 5 | 30000 | 0 | 0 | 1 | 6000 | 0 | 0 | 3 | 18000 | 5 | 30000 | 0 | 0 | 5 | 30000 | 0 | 0 | 5 | 30000 | 5 | 30000 | 1 | 6000 | 5 | 30000 | 5 | 30000 | 40 | 240000
8 | Hot water bath | Stainless Steel Water Bath for laboratory use, 230 V, with atleast 6 holes | 20000 | 5 | 100000 | 0 | 0 | 5 | 100000 | 0 | 0 | 2 | 40000 | 2 | 40000 | 2 | 40000 | 2 | 40000 | 0 | 0 | 5 | 100000 | 0 | 0 | 5 | 100000 | 4 | 80000 | 2 | 40000 | 1 | 20000 | 1 | 20000 | 76 | 620000
9 | Glass Plates/Slides (packet) | Plain, Ground edges, 76 x 26 x 1 (pack size mm) | 115 | 50 | 5750 | 0 | 0 | 50 | 5750 | 0 | 0 | 25 | 2875 | 50 | 5750 | 50 | 5750 | 50 | 5750 | 0 | 0 | 50 | 5750 | 0 | 0 | 50 | 5750 | 50 | 5750 | 25 | 2875 | 5 | 575 | 5 | 575 | 480 | 47150
10 | Dropping bottles with droper and rubber Teat | Borosilicate glass, capacity 60 and 125 ml | 380 | 120 | 45600 | 0 | 0 | 120 | 45600 | 0 | 0 | 60 | 22800 | 120 | 45600 | 60 | 22800 | 50 | 19000 | 0 | 0 | 120 | 45600 | 0 | 0 | 120 | 45600 | 110 | 41800 | 60 | 22800 | 10 | 3800 | 10 | 3800 | 730 | 319200
11 | Capillary Tubes ( Fine) pkt. | Glass Tube Size: 0. 30mm od to 10. 00mm od | 300 | 10 | 3000 | 0 | 0 | 10 | 3000 | 0 | 0 | 5 | 1500 | 10 | 3000 | 5 | 1500 | 10 | 3000 | 0 | 0 | 10 | 3000 | 0 | 0 | 10 | 3000 | 9 | 2700 | 5 | 1500 | 5 | 1500 | 5 | 1500 | 94 | 25200
12 | Glass Jar | 2000 mL, Tooled Naked Bottles, | 1000 | 20 | 20000 | 0 | 0 | 20 | 20000 | 0 | 0 | 10 | 10000 | 20 | 20000 | 10 | 10000 | 10 | 10000 | 0 | 0 | 20 | 20000 | 0 | 0 | 20 | 20000 | 17 | 17000 | 10 | 10000 | 5 | 5000 | 5 | 5000 | 257 | 147000
13 | Separating Funnel 250ml | Borosilicate glass, 250 ml | 1080 | 130 | 140400 | 0 | 0 | 130 | 140400 | 0 | 0 | 65 | 70200 | 130 | 140400 | 60 | 64800 | 60 | 64800 | 0 | 0 | 130 | 140400 | 0 | 0 | 130 | 140400 | 130 | 140400 | 65 | 70200 | 5 | 5400 | 5 | 5400 | 900 | 982800
14 | Funnel( Conical) | Borosilicate , Diameter 75 mm | 130 | 120 | 15600 | 0 | 0 | 120 | 15600 | 0 | 0 | 60 | 7800 | 80 | 10400 | 60 | 7800 | 60 | 7800 | 0 | 0 | 120 | 15600 | 0 | 0 | 120 | 15600 | 70 | 9100 | 60 | 7800 | 30 | 3900 | 30 | 3900 | 730 | 105300
15 | Reflux Condenser | Borosillicate; (Liebig Condensor); 300 mm jacket length, joint socket 14/19 | 500 | 40 | 20000 | 0 | 0 | 40 | 20000 | 0 | 0 | 18 | 9000 | 40 | 20000 | 30 | 15000 | 40 | 20000 | 0 | 0 | 40 | 20000 | 0 | 0 | 40 | 20000 | 40 | 20000 | 18 | 9000 | 10 | 5000 | 10 | 5000 | 346 | 163000
16 | Measuring Cylinder (10 ML) | 10 ml, Borosilicate glass | 485 | 60 | 29100 | 0 | 0 | 38 | 18430 | 0 | 0 | 15 | 7275 | 30 | 14550 | 30 | 14550 | 40 | 19400 | 0 | 0 | 60 | 29100 | 0 | 0 | 60 | 29100 | 40 | 19400 | 15 | 7275 | 10 | 4850 | 10 | 4850 | 348 | 168780
17 | Measuring Cylinder (50 ML) | 50 ml, Borosilicate glass | 675 | 60 | 40500 | 0 | 0 | 30 | 20250 | 0 | 0 | 20 | 13500 | 40 | 27000 | 30 | 20250 | 40 | 27000 | 0 | 0 | 60 | 40500 | 0 | 0 | 60 | 40500 | 40 | 27000 | 20 | 13500 | 0 | 0 | 0 | 0 | 310 | 229500
18 | Measuring Cylinder (100 ML) | 100 Ml, Cylinders, Graduated, Single Metric Scale, with Pour out, with Hexagonal Base, • Graduation Interval 1.0 ml. | 765 | 30 | 22950 | 0 | 0 | 5 | 3825 | 0 | 0 | 23 | 17595 | 20 | 15300 | 10 | 7650 | 10 | 7650 | 0 | 0 | 30 | 22950 | 0 | 0 | 30 | 22950 | 10 | 7650 | 23 | 17595 | 10 | 7650 | 10 | 7650 | 166 | 138465
19 | Measuring Cylinder (500 ML) | 500 mL, Cylinders, Graduated, Single Metric Scale, with Pour out, with Hexagonal Base, • Graduation Interval 5.0 ml. | 1575 | 15 | 23625 | 0 | 0 | 0 | 0 | 0 | 0 | 5 | 7875 | 5 | 7875 | 10 | 15750 | 5 | 7875 | 0 | 0 | 15 | 23625 | 0 | 0 | 15 | 23625 | 0 | 0 | 5 | 7875 | 2 | 3150 | 2 | 3150 | 109 | 100800
20 | Beaker (500 ML) Borosilicate | Griffin, Low Form , with spout • The spout design enables clean and precise pouring • Uniform wall thickness distribution makes it ideal for heating liquids • The easy-to-read scale and large labeling field make marking easier • High resistance to chemical attack • Double graduation metric scale for convenience | 80 | 60 | 4800 | 0 | 0 | 13 | 1040 | 0 | 0 | 20 | 1600 | 40 | 3200 | 60 | 4800 | 40 | 3200 | 0 | 0 | 60 | 4800 | 0 | 0 | 60 | 4800 | 40 | 3200 | 20 | 1600 | 20 | 1600 | 20 | 1600 | 393 | 31440
21 | Beaker (250 ML) Borosilicate | Griffin, Low Form , with spout • The spout design enables clean and precise pouring • Uniform wall thickness distribution makes it ideal for heating liquids • The easy-to-read scale and large labeling field make marking easier • High resistance to chemical attack • Double graduation metric scale for convenience | 80 | 60 | 4800 | 0 | 0 | 13 | 1040 | 0 | 0 | 20 | 1600 | 40 | 3200 | 60 | 4800 | 40 | 3200 | 0 | 0 | 60 | 4800 | 0 | 0 | 60 | 4800 | 40 | 3200 | 20 | 1600 | 10 | 800 | 10 | 800 | 383 | 29840
22 | Conical flask (250 ML Borosilicate | Erlenmeyer, Conical, Narrow Mouth Complies with IS 1381(Part I),ISO / DIN 1773 Graduated from 50 ml to 250 ml • Uniform wall thickness distribution makes these Flasks ideal for heating • The conical form makes them suitable for mixing liquids • The easy-to-read scale and large labeling field facilitate easy marking | 180 | 70 | 12600 | 0 | 0 | 20 | 3600 | 0 | 0 | 25 | 4500 | 40 | 7200 | 50 | 9000 | 50 | 9000 | 0 | 0 | 70 | 12600 | 0 | 0 | 70 | 12600 | 50 | 9000 | 25 | 4500 | 20 | 3600 | 20 | 3600 | 440 | 79200
23 | Volumetric Measuring flask ( 250 ML) | With Interchangeable PP Stopper Accuracy as per Class B • Manufactured from 3.3 borosilicate, USP Type I glass for corrosion-free performance • Amber enamel inscriptions • Certified and Calibrated at 27°C • Tolerance ± 0.30 ml. • Stopper Size 14/15 | 815 | 70 | 57050 | 0 | 0 | 45 | 36675 | 0 | 0 | 30 | 24450 | 60 | 48900 | 50 | 40750 | 50 | 40750 | 0 | 0 | 70 | 57050 | 0 | 0 | 70 | 57050 | 50 | 40750 | 30 | 24450 | 5 | 4075 | 5 | 4075 | 405 | 378975
24 | Measuring cylinder (1000ML) | Borosilicate glass | 2915 | 10 | 29150 | 0 | 0 | 10 | 29150 | 0 | 0 | 3 | 8745 | 0 | 0 | 10 | 29150 | 5 | 14575 | 0 | 0 | 10 | 29150 | 0 | 0 | 10 | 29150 | 10 | 29150 | 3 | 8745 | 0 | 0 | 0 | 0 | 181 | 177815
25 | Burette (50 ML) | 50 ml, Borosilicate glass | 600 | 130 | 78000 | 0 | 0 | 130 | 78000 | 0 | 0 | 45 | 27000 | 120 | 72000 | 50 | 30000 | 30 | 18000 | 0 | 0 | 130 | 78000 | 0 | 0 | 130 | 78000 | 100 | 60000 | 45 | 27000 | 5 | 3000 | 5 | 3000 | 760 | 474000
26 | Pipette grad. (10 ML) | 10 ml | 180 | 100 | 18000 | 0 | 0 | 100 | 18000 | 0 | 0 | 40 | 7200 | 80 | 14400 | 50 | 9000 | 30 | 5400 | 0 | 0 | 100 | 18000 | 0 | 0 | 100 | 18000 | 80 | 14400 | 40 | 7200 | 10 | 1800 | 10 | 1800 | 640 | 115200
27 | Pipette grad. (25 ML) | 25 ml | 275 | 100 | 27500 | 0 | 0 | 100 | 27500 | 0 | 0 | 40 | 11000 | 80 | 22000 | 50 | 13750 | 30 | 8250 | 0 | 0 | 100 | 27500 | 0 | 0 | 100 | 27500 | 80 | 22000 | 40 | 11000 | 2 | 550 | 2 | 550 | 624 | 171600
28 | Pipette grad. (5 ML) | 5 ml | 160 | 100 | 16000 | 0 | 0 | 100 | 16000 | 0 | 0 | 40 | 6400 | 80 | 12800 | 50 | 8000 | 40 | 6400 | 0 | 0 | 100 | 16000 | 0 | 0 | 100 | 16000 | 80 | 12800 | 40 | 6400 | 0 | 0 | 0 | 0 | 630 | 100800
29 | Stand with Clamp and bosshead heavy 7"x5" | standard size | 450 | 100 | 45000 | 0 | 0 | 100 | 45000 | 0 | 0 | 40 | 18000 | 80 | 36000 | 50 | 22500 | 20 | 9000 | 0 | 0 | 100 | 45000 | 0 | 0 | 100 | 45000 | 75 | 33750 | 40 | 18000 | 20 | 9000 | 20 | 9000 | 665 | 290250
30 | Specific gravity bottle ( Borosil glass (50 ML) | Borosilicate, 25 mL | 100 | 120 | 12000 | 0 | 0 | 104 | 10400 | 0 | 0 | 40 | 4000 | 120 | 12000 | 60 | 6000 | 50 | 5000 | 0 | 0 | 120 | 12000 | 0 | 0 | 120 | 12000 | 120 | 12000 | 40 | 4000 | 10 | 1000 | 10 | 1000 | 774 | 79400
31 | Funnels | DIA. 50, 65, 75 mm, Borosilicate glass | 130 | 100 | 13000 | 0 | 0 | 100 | 13000 | 0 | 0 | 50 | 6500 | 60 | 7800 | 60 | 7800 | 50 | 6500 | 0 | 0 | 100 | 13000 | 0 | 0 | 100 | 13000 | 50 | 6500 | 50 | 6500 | 40 | 5200 | 40 | 5200 | 650 | 91000
32 | Reagent bottle 60ml | 60 ml,Borosilicate glass, Narrow Mouth, Amber Graduated, With Interchangeable Flat Head Stopper | 340 | 50 | 17000 | 0 | 0 | 50 | 17000 | 0 | 0 | 25 | 8500 | 40 | 13600 | 30 | 10200 | 50 | 17000 | 0 | 0 | 50 | 17000 | 0 | 0 | 50 | 17000 | 50 | 17000 | 25 | 8500 | 0 | 0 | 0 | 0 | 370 | 125800
33 | Reagent bottle 125ml | 125 ml,Borosilicate glass, Narrow Mouth, Amber Graduated, With Interchangeable Flat Head Stopper | 320 | 50 | 16000 | 0 | 0 | 50 | 16000 | 0 | 0 | 25 | 8000 | 40 | 12800 | 30 | 9600 | 50 | 16000 | 0 | 0 | 50 | 16000 | 0 | 0 | 50 | 16000 | 50 | 16000 | 25 | 8000 | 0 | 0 | 0 | 0 | 370 | 118400
34 | Reagent bottle 250ml | 250 ml,Borosilicate glass, Narrow Mouth, Amber Graduated, With Interchangeable Flat Head Stopper | 355 | 50 | 17750 | 0 | 0 | 22 | 7810 | 0 | 0 | 25 | 8875 | 20 | 7100 | 50 | 17750 | 50 | 17750 | 0 | 0 | 50 | 17750 | 0 | 0 | 50 | 17750 | 25 | 8875 | 25 | 8875 | 10 | 3550 | 10 | 3550 | 337 | 119635
35 | Reagent bottle 500ml | 500 ml,Borosilicate glass, Narrow Mouth, Amber Graduated, With Interchangeable Flat Head Stopper | 375 | 50 | 18750 | 0 | 0 | 0 | 0 | 0 | 0 | 25 | 9375 | 30 | 11250 | 50 | 18750 | 50 | 18750 | 0 | 0 | 50 | 18750 | 0 | 0 | 50 | 18750 | 25 | 9375 | 25 | 9375 | 0 | 0 | 0 | 0 | 375 | 114375
36 | Wash bottle | LDPE Plastic bottles, 500 mL | 105 | 120 | 12600 | 0 | 0 | 120 | 12600 | 0 | 0 | 50 | 5250 | 50 | 5250 | 60 | 6300 | 50 | 5250 | 0 | 0 | 120 | 12600 | 0 | 0 | 120 | 12600 | 105 | 11025 | 50 | 5250 | 50 | 5250 | 50 | 5250 | 835 | 86625
37 | Flask Conical (100 ML) | 100 ml, Borosilicate glass | 85 | 130 | 11050 | 0 | 0 | 115 | 9775 | 0 | 0 | 65 | 5525 | 110 | 9350 | 50 | 4250 | 100 | 8500 | 0 | 0 | 130 | 11050 | 0 | 0 | 130 | 11050 | 110 | 9350 | 65 | 5525 | 0 | 0 | 0 | 0 | 755 | 74375
38 | Laboratory thermometer (0 to 360C) | Filling: Mercury Filled Material: Glass and Mercury Temperature Range: 0-100 Degree C0 to 200 ᵒC | 1000 | 10 | 10000 | 0 | 0 | 10 | 10000 | 0 | 0 | 5 | 5000 | 10 | 10000 | 10 | 10000 | 10 | 10000 | 0 | 0 | 10 | 10000 | 0 | 0 | 10 | 10000 | 10 | 10000 | 5 | 5000 | 5 | 5000 | 5 | 5000 | 130 | 90000
39 | Sprit lamp SS | SS | 250 | 50 | 12500 | 0 | 0 | 50 | 12500 | 0 | 0 | 25 | 6250 | 50 | 12500 | 50 | 12500 | 50 | 12500 | 0 | 0 | 50 | 12500 | 0 | 0 | 50 | 12500 | 50 | 12500 | 25 | 6250 | 3 | 750 | 3 | 750 | 456 | 101500
40 | Glass tube | Borosilicate glass | 25 | 100 | 2500 | 0 | 0 | 100 | 2500 | 0 | 0 | 50 | 1250 | 0 | 0 | 10 | 250 | 20 | 500 | 0 | 0 | 100 | 2500 | 0 | 0 | 100 | 2500 | 50 | 1250 | 50 | 1250 | 0 | 0 | 0 | 0 | 390 | 12000
41 | Glass rod | Borosilicate glass | 25 | 10 | 250 | 0 | 0 | 10 | 250 | 0 | 0 | 5 | 125 | 0 | 0 | 0 | 0 | 10 | 250 | 0 | 0 | 10 | 250 | 0 | 0 | 10 | 250 | 5 | 125 | 5 | 125 | 10 | 250 | 10 | 250 | 265 | 1875
42 | Cork wooden |  | 20 | 200 | 4000 | 0 | 0 | 200 | 4000 | 0 | 0 | 100 | 2000 | 200 | 4000 | 150 | 3000 | 100 | 2000 | 0 | 0 | 200 | 4000 | 0 | 0 | 200 | 4000 | 200 | 4000 | 100 | 2000 | 10 | 200 | 10 | 200 | 1320 | 29400
43 | Tripod Stand |  | 60 | 50 | 3000 | 0 | 0 | 0 | 0 | 0 | 0 | 20 | 1200 | 40 | 2400 | 50 | 3000 | 20 | 1200 | 0 | 0 | 50 | 3000 | 0 | 0 | 50 | 3000 | 25 | 1500 | 20 | 1200 | 20 | 1200 | 20 | 1200 | 285 | 18900
44 | Stop watch Racer | Stopwatch 1/100 second Time Display: Hour, Minute and Seconds Calendar Display: Day, Date Month Alarm | 1000 | 20 | 20000 | 0 | 0 | 20 | 20000 | 0 | 0 | 10 | 10000 | 20 | 20000 | 20 | 20000 | 20 | 20000 | 0 | 0 | 20 | 20000 | 0 | 0 | 20 | 20000 | 20 | 20000 | 10 | 10000 | 2 | 2000 | 2 | 2000 | 146 | 164000
45 | Electronic balance | High precision digital weighing balance, Sensitivity 0.001 gm, Capcity 330 gm | 25000 | 2 | 50000 | 0 | 0 | 2 | 50000 | 0 | 0 | 1 | 25000 | 0 | 0 | 2 | 50000 | 2 | 50000 | 0 | 0 | 2 | 50000 | 0 | 0 | 2 | 50000 | 0 | 0 | 1 | 25000 | 1 | 25000 | 1 | 25000 | 112 | 350000
46 | China Dish 3" |  | 150 | 100 | 15000 | 0 | 0 | 100 | 15000 | 0 | 0 | 50 | 7500 | 100 | 15000 | 50 | 7500 | 50 | 7500 | 0 | 0 | 100 | 15000 | 0 | 0 | 100 | 15000 | 100 | 15000 | 50 | 7500 | 10 | 1500 | 10 | 1500 | 820 | 108000
47 | Watch glass | 80 ml, Borosilicate glass | 80 | 200 | 16000 | 0 | 0 | 200 | 16000 | 0 | 0 | 100 | 8000 | 180 | 14400 | 50 | 4000 | 50 | 4000 | 0 | 0 | 200 | 16000 | 0 | 0 | 200 | 16000 | 180 | 14400 | 100 | 8000 | 10 | 800 | 10 | 800 | 1180 | 102400
48 | Volumetric Measuring flask (100 ML) Borosilicate | 100 ml,Borosilicate glass | 575 | 100 | 57500 | 0 | 0 | 78 | 44850 | 0 | 0 | 50 | 28750 | 90 | 51750 | 50 | 28750 | 40 | 23000 | 0 | 0 | 100 | 57500 | 0 | 0 | 100 | 57500 | 80 | 46000 | 50 | 28750 | 10 | 5750 | 10 | 5750 | 658 | 378350
49 | Volumetric Measuring flask (1000 ML) Borosilicate | 1000 ml, Borosilicate glass | 1555 | 100 | 155500 | 0 | 0 | 100 | 155500 | 0 | 0 | 50 | 77750 | 90 | 139950 | 50 | 77750 | 40 | 62200 | 0 | 0 | 100 | 155500 | 0 | 0 | 100 | 155500 | 100 | 155500 | 50 | 77750 | 0 | 0 | 0 | 0 | 680 | 1057400
50 | Volumetric Measuring flask (500 ML) Borosilicate | 500 ml, Borosilicate glass | 1065 | 100 | 106500 | 0 | 0 | 100 | 106500 | 0 | 0 | 50 | 53250 | 90 | 95850 | 50 | 53250 | 50 | 53250 | 0 | 0 | 100 | 106500 | 0 | 0 | 100 | 106500 | 75 | 79875 | 50 | 53250 | 5 | 5325 | 5 | 5325 | 675 | 718875
51 | Round Bottom Flask | Boiling, Round Bottom, Short Neck, Borosillicate, Joint: 19, 100 Ml | 165 | 100 | 16500 | 0 | 0 | 100 | 16500 | 0 | 0 | 50 | 8250 | 90 | 14850 | 50 | 8250 | 50 | 8250 | 0 | 0 | 100 | 16500 | 0 | 0 | 100 | 16500 | 100 | 16500 | 50 | 8250 | 30 | 4950 | 30 | 4950 | 750 | 123750
52 | Round Bottom Flask | Boiling, Round Bottom, Short Neck, Borosillicate, Joint: 19; 50 mL | 165 | 100 | 16500 | 0 | 0 | 100 | 16500 | 0 | 0 | 50 | 8250 | 90 | 14850 | 50 | 8250 | 50 | 8250 | 0 | 0 | 100 | 16500 | 0 | 0 | 100 | 16500 | 100 | 16500 | 50 | 8250 | 10 | 1650 | 10 | 1650 | 710 | 117150
53 | Round Bottom Flask | Boiling, Round Bottom, Short Neck, Borosillicate, Joint: 14; 100 mL | 165 | 100 | 16500 | 0 | 0 | 100 | 16500 | 0 | 0 | 50 | 8250 | 90 | 14850 | 50 | 8250 | 50 | 8250 | 0 | 0 | 100 | 16500 | 0 | 0 | 100 | 16500 | 100 | 16500 | 50 | 8250 | 0 | 0 | 0 | 0 | 595 | 113850
54 | Fume Hood for performing chemical reactions | fume hood for Regular usage in chemistry lab: Size - 6 feet (L1800mm*D900mm*H2400mm), Air flow monitor, Temp. Indicator, Auto closing Sash, no. of switches/sockets - 4 | 300000 | 5 | 1500000 | 0 | 0 | 5 | 1500000 | 0 | 0 | 3 | 900000 | 5 | 1500000 | 2 | 600000 | 2 | 600000 | 0 | 0 | 5 | 1500000 | 0 | 0 | 5 | 1500000 | 5 | 1500000 | 3 | 900000 | 0 | 0 | 0 | 0 | 35 | 10500000
55 | Melting point apparatus | Height (Metric)- 200 mm, Accuracy ± 0.2°C, Depth (Metric)- 370 mm, Hertz-50 / 60 Hz Voltage-100 to 240 ± 10% VAC For Use With Melting and boiling point capillaries, Display Type Color, TFT, 320 x 240, 3.5 in. Includes Calibration set; Melting point tubes (100 pcs); Boiling point tubes (10 pcs); Sample holder Temperature Range (Metric) 10 to 400°C Wattage 150 W | 200000 | 5 | 1000000 | 0 | 0 | 5 | 1000000 | 0 | 0 | 3 | 600000 | 5 | 1000000 | 2 | 400000 | 2 | 400000 | 0 | 0 | 5 | 1000000 | 0 | 0 | 5 | 1000000 | 5 | 1000000 | 3 | 600000 | 0 | 0 | 0 | 0 | 40 | 7000000
56 | Solvent distillation setup | Borosil glass setup for sovent distilation chemistry lab purpose | 10000 | 10 | 100000 | 0 | 0 | 5 | 50000 | 0 | 0 | 5 | 50000 | 10 | 100000 | 2 | 20000 | 2 | 20000 | 0 | 0 | 10 | 100000 | 0 | 0 | 10 | 100000 | 10 | 100000 | 5 | 50000 | 0 | 0 | 0 | 0 | 3730 | 590000
|  | TOTAL | 635950 | 3681 | 4433425 | 0 | 0 | 3222 | 4204045 | 0 | 0 | 1685 | 2393765 | 2979 | 3992725 | 2081 | 2135600 | 1868 | 1972550 | 0 | 0 | 3681 | 4433425 | 0 | 0 | 3681 | 4433425 | 3044 | 4102425 | 1685 | 2393765 | 453 | 228225 | 453 | 228225 | 21151 | 30518175

## Physics
Department of Science and Technology - Patna, Bihar.
Equipment Required for Physics Lab in Engineering Colleges
Physics Lab | [5 empty] | RRSDEC Begusarai |  | SIT Sitamarhi |  | BPMEC Madhepura |  | SCE Sasaram |  | KCE Katihar |  | SCE Saharsa |  | SCE Supaul |  | PCE Purnea |  | GEC Jamui |  | GEC Vaishali |  | GEC Banka |  | BCE Bakhtiyarpur |  | GEC Kaimur |  | FREC Araria |  | GEC Khagaria |  | Grand Total
SN | Name of Apparatus and Equipment | Specification | Quantity | Approx Price Per Unit | Total Cost | Required Qty | Amount | Required Qty | Amount | Required Qty | Amount | Required Qty | Amount | Required Qty | Amount | Required Qty | Amount | Required Qty | Amount | Required Qty | Amount | Required Qty | Amount | Required Qty | Amount | Required Qty | Amount | Required Qty | Amount | Required Qty | Amount | Required Qty | Amount | Required Qty | Amount | Required Qty | Amount
1 | Sextant |  | 6 | 25000 | 150000 | 2 | 50000 | 6 | 150000 | 0 | 0 | 6 | 150000 | 6 | 150000 | 6 | 150000 | 6 | 150000 | 0 | 0 | 6 | 150000 | 0 | 0 | 6 | 150000 | 6 | 150000 | 6 | 150000 | 3 | 75000 | 3 | 75000 | 62 | 1550000
2 | Flywheel | Rated Power : 215 kW / 300 kW Flywheel Rotational Speed: 18,500 to 36,000 RPM Input Input Voltage: 400–600 VDC | 6 | 6000 | 36000 | 0 | 0 | 6 | 36000 | 0 | 0 | 6 | 36000 | 6 | 36000 | 6 | 36000 | 6 | 36000 | 0 | 0 | 6 | 36000 | 0 | 0 | 6 | 36000 | 6 | 36000 | 8 | 48000 | 4 | 24000 | 4 | 24000 | 64 | 384000
3 | Torsional Pendulum |  | 8 | 4000 | 32000 | 0 | 0 | 8 | 32000 | 0 | 0 | 2 | 8000 | 8 | 32000 | 8 | 32000 | 8 | 32000 | 0 | 0 | 8 | 32000 | 0 | 0 | 8 | 32000 | 8 | 32000 | 6 | 24000 | 3 | 12000 | 3 | 12000 | 70 | 280000
4 | Thomson Method |  | 6 | 20000 | 120000 | 0 | 0 | 6 | 120000 | 0 | 0 | 6 | 120000 | 6 | 120000 | 6 | 120000 | 6 | 120000 | 0 | 0 | 6 | 120000 | 0 | 0 | 6 | 120000 | 6 | 120000 | 6 | 120000 | 3 | 60000 | 3 | 60000 | 60 | 1200000
5 | Spring Constant |  | 6 | 2100 | 12600 |  | 0 | 6 | 12600 | 0 | 0 | 6 | 12600 | 6 | 12600 | 6 | 12600 | 6 | 12600 | 0 | 0 | 6 | 12600 | 0 | 0 | 6 | 12600 | 6 | 12600 | 6 | 12600 | 3 | 6300 | 3 | 6300 | 60 | 126000
6 | C.R.O | SMC-10621 CATHODE RAY OSCILLOSCOPE (C.R.O.) SMC-10621/2 20 MHz, Dual Trace SMC-10621/3 30 MHz, Dual Trace | 6 | 24000 | 144000 | 3 | 72000 | 6 | 144000 | 0 | 0 | 6 | 144000 | 6 | 144000 | 6 | 144000 | 6 | 144000 | 0 | 0 | 6 | 144000 | 0 | 0 | 6 | 144000 | 6 | 144000 | 6 | 144000 | 3 | 72000 | 3 | 72000 | 63 | 1512000
7 | Frank Hertz Experiment | Argon filled tetrode Filament Power Supply : 2.6-3.4V continuously variable Grids Power Supplies VG1K : 1.3-5V continuously variable VG2A : 1.3 - 12V continuously variable VG2K : 0 - 95V continuously variable All the power supplies should be highly stabilized and output voltages can be read on 3 ½ digit, 7 segment LED DPM with autopolarity and decimal indication through a selector switch Saw tooth waveform should be on CRO display Scanning Voltage : 0-80V Scanning Frequency : 115±20Hz Multirange Digital Ammeter Display : 3 ½ digit 7 segment LED Range Multiplier : 10-7, 10-8 & 10-9 Power: 220V±10% mains, 50 Hz | 6 | 46000 | 276000 | 1 | 46000 | 6 | 276000 | 0 | 0 | 6 | 276000 | 6 | 276000 | 6 | 276000 | 6 | 276000 | 0 | 0 | 6 | 276000 | 0 | 0 | 6 | 276000 | 6 | 276000 | 6 | 276000 | 3 | 138000 | 3 | 138000 | 61 | 2806000
8 | F.E.T. (Field Effect Transistor Apparatus) |  | 6 | 2700 | 16200 | 1 | 2700 | 6 | 16200 | 0 | 0 | 6 | 16200 | 6 | 16200 | 6 | 16200 | 6 | 16200 | 0 | 0 | 6 | 16200 | 0 | 0 | 6 | 16200 | 6 | 16200 | 6 | 16200 | 3 | 8100 | 3 | 8100 | 61 | 164700
9 | Inverse Square Law of radiation using photoelectric effect | The Setup consists of Main Unit having highly stabilized Power Supply, Digital Volmeter(LED 3 digit ,0-9.99Vdc),Digital micro-ammeter (LED 3 digit ,0-999uAdc), Digital milliammeter(LED ,3 digit ,0999mAdc) Light source (3 colours –white ,blue,red) Black box with spacers for distance variation. | 6 | 3000 | 18000 | 1 | 3000 | 6 | 18000 | 0 | 0 | 6 | 18000 | 6 | 18000 | 6 | 18000 | 6 | 18000 | 0 | 0 | 6 | 18000 | 0 | 0 | 6 | 18000 | 6 | 18000 | 6 | 18000 | 3 | 9000 | 3 | 9000 | 61 | 183000
10 | V-I charecterstic of Semiconductor diode |  | 6 | 2000 | 12000 | 1 | 2000 | 6 | 12000 | 0 | 0 | 6 | 12000 | 6 | 12000 | 6 | 12000 | 6 | 12000 | 0 | 0 | 6 | 12000 | 0 | 0 | 6 | 12000 | 6 | 12000 | 6 | 12000 | 3 | 6000 | 3 | 6000 | 61 | 122000
11 | Band gap of Semiconductor material using diode |  | 6 | 3000 | 18000 | 1 | 3000 | 6 | 18000 | 0 | 0 | 4 | 12000 | 6 | 18000 | 6 | 18000 | 6 | 18000 | 0 | 0 | 6 | 18000 | 0 | 0 | 6 | 18000 | 6 | 18000 | 6 | 18000 | 3 | 9000 | 3 | 9000 | 59 | 177000
12 | Determination of 'g' and velocity of free fall in body using digital time technique |  | 6 | 7000 | 42000 | 1 | 7000 | 6 | 42000 | 0 | 0 | 6 | 42000 | 6 | 42000 | 6 | 42000 | 6 | 42000 | 0 | 0 | 6 | 42000 | 0 | 0 | 6 | 42000 | 6 | 42000 | 6 | 42000 | 3 | 21000 | 3 | 21000 | 61 | 427000
13 | Dielectric constant apparatus |  | 6 | 40000 | 240000 | 1 | 40000 | 6 | 240000 | 0 | 0 | 5 | 200000 | 6 | 240000 | 6 | 240000 | 6 | 240000 | 0 | 0 | 6 | 240000 | 0 | 0 | 6 | 240000 | 5 | 200000 | 6 | 240000 | 3 | 120000 | 3 | 120000 | 59 | 2360000
14 | Planck's Constant Apperatus Using photoelectric | The Setup consists of Main Unit having highly stabilized Power Supply, Digital Volmeter(LED 3 digit ,0-9.99Vdc),Digital micro-ammeter (LED 3 digit ,0-999uAdc), Digital milliammeter(LED ,3 digit ,0999mAdc) Light source (3 colours –white ,blue,red) Black box with spacers for distance variation. | 6 | 15000 | 90000 | 1 | 15000 | 6 | 90000 | 0 | 0 | 5 | 75000 | 6 | 90000 | 6 | 90000 | 6 | 90000 | 0 | 0 | 6 | 90000 | 0 | 0 | 6 | 90000 | 5 | 75000 | 0 | 0 | 3 | 45000 | 3 | 45000 | 53 | 795000
| Total |  | 86 | 199800 | 1206800 | 13 | 240700 | 86 | 1206800 | 0 | 0 | 76 | 1121800 | 86 | 1206800 | 86 | 1206800 | 86 | 1206800 | 0 | 0 | 86 | 1206800 | 0 | 0 | 86 | 1206800 | 84 | 1151800 | 80 | 1120800 | 43 | 605400 | 43 | 605400 | 855 | 12086700

## CSE
Department of Science and Technology - Patna, Bihar.
Equipment Required in various Laboratories of Computer Science Engg. Dept. ( TOTAL LABS - 12)
Lab 01: Programming for Problem Solving | [5 empty] | BPMEC Madhepura |  | RRSDCE Begusarai |  | KEC Katihar |  | SEC, Sasaram
S. No | Name of the Equipment | Specifications | QTY | Price / Unit | Total Price | RQ | Amount | RQ | Amount | Required Qty | Amount | RQ | Amount
1 | Desktop Computer | Processor: Intel Core i7 processor : Turbo Boost Technology : 8 th Generation or higher with latest Q series Chipset : Frequency at least 3.20 GHz: RAM: 16 GB DDR4 Storage : 1TB Optical Drive:DVD Read & Write internal speaker with atleast 2 W capacity Communication: High Performance Intel 10/100/1000 on board integrated Gigabit NIC Port Network Connectivity with data Rate per port at least 1 Gbe (Gigabit Ethernet Controller ),inbuilt Bluetooth connectivity and WIFI connectivity Graphics Card:NVIDIA Graphics Card with at least 64 bit , 2 GB DDR3 memory with GPU clock speed at least 9000MHz Operating System: Genuine Windows 10 Professional OS with dual boot Ubantu preloaded with recovery image media in DVD from the OEM and Certificate of Authenticity of OS , List of Keys for OS Provided Separately Keyboard: Standard wired USB Keyboard with 104 Keys Mouse : Optical mouse with wired USB. Monitor:LED Backlit Color Monitor Size 19 to 24 inch with atleast resolution 1920 x 1080 with at least one HDMI port. Webcam integrated with monitor (optional). On Site Warranty: 3 Years | 60 | 55000 | 3300000 | 5 | 275000 | 10 | 550000 | 30 | 1650000
2 | Printer(B/W) | Printer type - LaserJet; Functionality - Multi-Function (Print, Scan, Copy), Scanner type - Flatbed; Printer Output - Black & White only Connectivity - USB ; 2 inch LCD display Pages per minute - 14 ; Duplex Print - Manual ; Print resolution - Up to 600 x 600 DPI | 2 | 18000 | 36000 | 5 | 90000 | 1 | 18000 | 1 | 18000 | 1 | 18000
3 | LCD Projecter | Full HD blue tooth and Wifi facility HIGH QUALITY PERFORMANCE: Native 1080p Full HD image quality high brightness 15000:1 contrast ratio and 6X RGBRGB color wheel, Full HD 3D & NVIDIA 3DTV support: Supports HDMI 1.4a mandatory 3D Formats, SHORT THROW: W1050 maximizes thrills in minimum space by projecting a massive 100-inch image at a mere 3 meters | 1 | 60000 | 60000 | 2 | 120000 | 2 | 120000 | 1 | 60000 | 1 | 60000
4 | Server | Chasis 2 U Rack Mount Product SKUs SYS-6028R-TR : SuperServer 6028R-TR (Black) Mother Board Super X10DRi Processor and Cache CPU : 1. Intel® Xeon® processor E5-2600 v4†/ v3 family (up to 145W TDP) * 2. Dual Socket R3 (LGA 2011) Cores and Cache : Up to 22 Cores† / Up to 55MB† Cache Memory System Memory Capacity : 16x 288-pin DDR4 DIMM slots 2. Up to 2TB† ECC 3DS LRDIMM, 512GB ECC RDIMM Memory Type : 2400†/2133/1866/1600MHz ECC DDR4 SDRAM 72-bit DIMM Size : 64 GB On-Board Devices Chipset : Intel® C612 chipset SATA : SATA 3.0 (6Gbps) with RAID 0, 1, 5, 10 On site Warranty: 3yrs. | 1 | 150000 | 150000 |  | 0 |  | 0 | 0 | 0
5 | C Compiler | Turbo C | 100 |  | 0 | 100 | 0 | 100 | 0 | 0 | 0
[7 empty] | 485000 |  | 688000 |  | 0
Lab 02: Object Oriented Programming using C++ | [10 empty] | 0
1 | Desktop Computer | Processor: Intel Core i7 processor : Turbo Boost Technology : 8 th Generation or higher with latest Q series Chipset : Frequency at least 3.20 GHz: RAM: 16 GB DDR4 Storage : 1TB Optical Drive:DVD Read & Write internal speaker with atleast 2 W capacity Communication: High Performance Intel 10/100/1000 on board integrated Gigabit NIC Port Network Connectivity with data Rate per port at least 1 Gbe (Gigabit Ethernet Controller ),inbuilt Bluetooth connectivity and WIFI connectivity Graphics Card:NVIDIA Graphics Card with at least 64 bit , 2 GB DDR3 memory with GPU clock speed at least 9000MHz Operating System: Genuine Windows 10 Professional OS with dual boot Ubantu preloaded with recovery image media in DVD from the OEM and Certificate of Authenticity of OS , List of Keys for OS Provided Separately Keyboard: Standard wired USB Keyboard with 104 Keys Mouse : Optical mouse with wired USB. Monitor:LED Backlit Color Monitor Size 19 to 24 inch with atleast resolution 1920 x 1080 with at least one HDMI port. Webcam integrated with monitor (optional). On Site Warranty: 3 Years | 30 | 55000 | 1650000 |  | 0 | 10 | 550000 | 0 | 0
2 | Printer(B/W) |  | 1 | 18000 | 18000 |  | 0 |  | 0 | 1 | 18000 | 1 | 18000
3 | LCD Projecter | Full HD blue tooth and Wifi facility HIGH QUALITY PERFORMANCE: Native 1080p Full HD image quality high brightness 15000:1 contrast ratio and 6X RGBRGB color wheel, Full HD 3D & NVIDIA 3DTV support: Supports HDMI 1.4a mandatory 3D Formats, SHORT THROW: W1050 maximizes thrills in minimum space by projecting a massive 100-inch image at a mere 3 meters | 1 | 60000 | 60000 |  | 0 |  | 0 | 0 | 0 | 1 | 60000
4 | C++ Compiler | Turbo (Freeware) | 60 |  | 0 |  | 0 |  | 0 | 0 | 0
5 | Java | Java Latet version | 60 |  | 0 |  | 0 |  | 0 | 0 | 0
[7 empty] | 0 |  | 550000 |  | 18000
Lab 03: Data Structure & Algorithm
1 | Desktop Computer | Processor: Intel Core i7 processor : Turbo Boost Technology : 8 th Generation or higher with latest Q series Chipset : Frequency at least 3.20 GHz: RAM: 16 GB DDR4 Storage : 1TB Optical Drive:DVD Read & Write internal speaker with atleast 2 W capacity Communication: High Performance Intel 10/100/1000 on board integrated Gigabit NIC Port Network Connectivity with data Rate per port at least 1 Gbe (Gigabit Ethernet Controller ),inbuilt Bluetooth connectivity and WIFI connectivity Graphics Card:NVIDIA Graphics Card with at least 64 bit , 2 GB DDR3 memory with GPU clock speed at least 9000MHz Operating System: Genuine Windows 10 Professional OS with dual boot Ubantu preloaded with recovery image media in DVD from the OEM and Certificate of Authenticity of OS , List of Keys for OS Provided Separately Keyboard: Standard wired USB Keyboard with 104 Keys Mouse : Optical mouse with wired USB. Monitor:LED Backlit Color Monitor Size 19 to 24 inch with atleast resolution 1920 x 1080 with at least one HDMI port. Webcam integrated with monitor (optional). On Site Warranty: 3 Years | 30 | 55000 | 1650000 |  | 0 |  | 0 | 0 | 0
2 | Printer(B/W) | Printer type - LaserJet; Functionality - Multi-Function (Print, Scan, Copy), Scanner type - Flatbed; Printer Output - Black & White only Connectivity - USB ; 2 inch LCD display Pages per minute - 14 ; Duplex Print - Manual ; Print resolution - Up to 600 x 600 DPI | 1 | 18000 | 18000 |  | 0 |  | 0 | 1 | 0 | 1 | 18000
2 | LCD Projecter | Full HD blue tooth and Wifi facility HIGH QUALITY PERFORMANCE: Native 1080p Full HD image quality high brightness 15000:1 contrast ratio and 6X RGBRGB color wheel, Full HD 3D & NVIDIA 3DTV support: Supports HDMI 1.4a mandatory 3D Formats, SHORT THROW: W1050 maximizes thrills in minimum space by projecting a massive 100-inch image at a mere 3 meters | 1 | 60000 |  |  | 0 |  | 0 | 0 | 0 | 1 | 60000
3 | C and C++ Compiler | Turbo (Freeware) | 30 |  |  |  | 0 |  | 0 | 0 | 0
4 | Java | Java Latet version | 30 |  |  |  | 0 |  | 0 | 0 | 0
[7 empty] | 0 |  | 0 |  | 0
Lab 04: Opertaing System
1 | Desktop Computer | Processor: Intel Core i7 processor : Turbo Boost Technology : 8 th Generation or higher with latest Q series Chipset : Frequency at least 3.20 GHz: RAM: 16 GB DDR4 Storage : 1TB Optical Drive:DVD Read & Write internal speaker with atleast 2 W capacity Communication: High Performance Intel 10/100/1000 on board integrated Gigabit NIC Port Network Connectivity with data Rate per port at least 1 Gbe (Gigabit Ethernet Controller ),inbuilt Bluetooth connectivity and WIFI connectivity Graphics Card:NVIDIA Graphics Card with at least 64 bit , 2 GB DDR3 memory with GPU clock speed at least 9000MHz Operating System: Genuine Windows 10 Professional OS with dual boot Ubantu preloaded with recovery image media in DVD from the OEM and Certificate of Authenticity of OS , List of Keys for OS Provided Separately Keyboard: Standard wired USB Keyboard with 104 Keys Mouse : Optical mouse with wired USB. Monitor:LED Backlit Color Monitor Size 19 to 24 inch with atleast resolution 1920 x 1080 with at least one HDMI port. Webcam integrated with monitor (optional). On Site Warranty: 3 Years | 30 | 55000 | 1650000 |  | 0 |  | 0 | 0 | 0
2 | Printer(B/W) | Printer type - LaserJet; Functionality - Multi-Function (Print, Scan, Copy), Scanner type - Flatbed; Printer Output - Black & White only Connectivity - USB ; 2 inch LCD display Pages per minute - 14 ; Duplex Print - Manual ; Print resolution - Up to 600 x 600 DPI | 1 | 18000 | 18000 |  | 0 |  | 0 | 1 | 0 | 1 | 18000
3 | LCD Projecter | Full HD blue tooth and Wifi facility HIGH QUALITY PERFORMANCE: Native 1080p Full HD image quality high brightness 15000:1 contrast ratio and 6X RGBRGB color wheel, Full HD 3D & NVIDIA 3DTV support: Supports HDMI 1.4a mandatory 3D Formats, SHORT THROW: W1050 maximizes thrills in minimum space by projecting a massive 100-inch image at a mere 3 meters | 1 | 60000 | 60000 |  | 0 |  | 0 | 0 | 0 | 1 | 60000
4 | C and C++ Compiler | Turbo C Software | 30 |  | 0 |  | 0 |  | 0 | 0 | 0
5 | Unix/Linux | Unix Based Operating System | 30 |  | 0 |  | 0 |  | 0 | 0 | 0
[7 empty] | 0 |  | 0 |  | 0
Lab 05: Design and Analysis of Algorithm
1 | Desktop Computer | Processor: Intel Core i7 processor : Turbo Boost Technology : 8 th Generation or higher with latest Q series Chipset : Frequency at least 3.20 GHz: RAM: 16 GB DDR4 Storage : 1TB Optical Drive:DVD Read & Write internal speaker with atleast 2 W capacity Communication: High Performance Intel 10/100/1000 on board integrated Gigabit NIC Port Network Connectivity with data Rate per port at least 1 Gbe (Gigabit Ethernet Controller ),inbuilt Bluetooth connectivity and WIFI connectivity Graphics Card:NVIDIA Graphics Card with at least 64 bit , 2 GB DDR3 memory with GPU clock speed at least 9000MHz Operating System: Genuine Windows 10 Professional OS with dual boot Ubantu preloaded with recovery image media in DVD from the OEM and Certificate of Authenticity of OS , List of Keys for OS Provided Separately Keyboard: Standard wired USB Keyboard with 104 Keys Mouse : Optical mouse with wired USB. Monitor:LED Backlit Color Monitor Size 19 to 24 inch with atleast resolution 1920 x 1080 with at least one HDMI port. Webcam integrated with monitor (optional). On Site Warranty: 3 Years | 30 | 55000 | 1650000 |  | 0 |  | 0 | 0 | 0
2 | Printer(B/W) | Printer type - LaserJet; Functionality - Multi-Function (Print, Scan, Copy), Scanner type - Flatbed; Printer Output - Black & White only Connectivity - USB ; 2 inch LCD display Pages per minute - 14 ; Duplex Print - Manual ; Print resolution - Up to 600 x 600 DPI | 1 | 18000 | 18000 |  | 0 |  | 0 | 1 | 0 | 1 | 18000
3 | LCD Projecter | Full HD blue tooth and Wifi facility HIGH QUALITY PERFORMANCE: Native 1080p Full HD image quality high brightness 15000:1 contrast ratio and 6X RGBRGB color wheel, Full HD 3D & NVIDIA 3DTV support: Supports HDMI 1.4a mandatory 3D Formats, SHORT THROW: W1050 maximizes thrills in minimum space by projecting a massive 100-inch image at a mere 3 meters | 1 | 60000 | 60000 |  | 0 |  | 0 | 0 | 0 | 1 | 60000
4 | C and C++ Compiler | Turbo (Freeware) | 30 |  | 0 |  | 0 |  | 0 | 0 | 0
[7 empty] | 0 |  | 0 |  | 0
Lab 06: Database Management Systems
1 | Desktop Computer | Processor: Intel Core i7 processor : Turbo Boost Technology : 8 th Generation or higher with latest Q series Chipset : Frequency at least 3.20 GHz: RAM: 16 GB DDR4 Storage : 1TB Optical Drive:DVD Read & Write internal speaker with atleast 2 W capacity Communication: High Performance Intel 10/100/1000 on board integrated Gigabit NIC Port Network Connectivity with data Rate per port at least 1 Gbe (Gigabit Ethernet Controller ),inbuilt Bluetooth connectivity and WIFI connectivity Graphics Card:NVIDIA Graphics Card with at least 64 bit , 2 GB DDR3 memory with GPU clock speed at least 9000MHz Operating System: Genuine Windows 10 Professional OS with dual boot Ubantu preloaded with recovery image media in DVD from the OEM and Certificate of Authenticity of OS , List of Keys for OS Provided Separately Keyboard: Standard wired USB Keyboard with 104 Keys Mouse : Optical mouse with wired USB. Monitor:LED Backlit Color Monitor Size 19 to 24 inch with atleast resolution 1920 x 1080 with at least one HDMI port. Webcam integrated with monitor (optional). On Site Warranty: 3 Years | 30 | 55000 | 1650000 |  | 0 |  | 0 | 0 | 0
2 | Printer(B/W) | Printer type - LaserJet; Functionality - Multi-Function (Print, Scan, Copy), Scanner type - Flatbed; Printer Output - Black & White only Connectivity - USB ; 2 inch LCD display Pages per minute - 14 ; Duplex Print - Manual ; Print resolution - Up to 600 x 600 DPI | 1 | 18000 | 18000 |  | 0 |  | 0 | 0 | 0 | 1 | 18000
3 | LCD Projecter | Full HD blue tooth and Wifi facility HIGH QUALITY PERFORMANCE: Native 1080p Full HD image quality high brightness 15000:1 contrast ratio and 6X RGBRGB color wheel, Full HD 3D & NVIDIA 3DTV support: Supports HDMI 1.4a mandatory 3D Formats, SHORT THROW: W1050 maximizes thrills in minimum space by projecting a massive 100-inch image at a mere 3 meters | 1 | 60000 | 60000 |  | 0 |  | 0 | 0 | 0 | 1 | 60000
4 | Oracle | Back end software SQL language supported 11 or 12 or latest version | 30 | 300000 |  |  | 0 |  | 0 | 0 | 0
[7 empty] | 0 |  | 0 |  | 0
Lab 07: Compiler Design
1 | Desktop Computer | Processor: Intel Core i7 processor : Turbo Boost Technology : 8 th Generation or higher with latest Q series Chipset : Frequency at least 3.20 GHz: RAM: 16 GB DDR4 Storage : 1TB Optical Drive:DVD Read & Write internal speaker with atleast 2 W capacity Communication: High Performance Intel 10/100/1000 on board integrated Gigabit NIC Port Network Connectivity with data Rate per port at least 1 Gbe (Gigabit Ethernet Controller ),inbuilt Bluetooth connectivity and WIFI connectivity Graphics Card:NVIDIA Graphics Card with at least 64 bit , 2 GB DDR3 memory with GPU clock speed at least 9000MHz Operating System: Genuine Windows 10 Professional OS with dual boot Ubantu preloaded with recovery image media in DVD from the OEM and Certificate of Authenticity of OS , List of Keys for OS Provided Separately Keyboard: Standard wired USB Keyboard with 104 Keys Mouse : Optical mouse with wired USB. Monitor:LED Backlit Color Monitor Size 19 to 24 inch with atleast resolution 1920 x 1080 with at least one HDMI port. Webcam integrated with monitor (optional). On Site Warranty: 3 Years | 30 | 55000 | 1650000 |  | 0 | 14 | 770000 | 0 | 0
2 | Printer(B/W) | Printer type - LaserJet; Functionality - Multi-Function (Print, Scan, Copy), Scanner type - Flatbed; Printer Output - Black & White only Connectivity - USB ; 2 inch LCD display Pages per minute - 14 ; Duplex Print - Manual ; Print resolution - Up to 600 x 600 DPI | 1 | 18000 | 18000 |  | 0 | 1 | 18000 | 0 | 0 | 1 | 18000
3 | LCD Projecter | Full HD blue tooth and Wifi facility HIGH QUALITY PERFORMANCE: Native 1080p Full HD image quality high brightness 15000:1 contrast ratio and 6X RGBRGB color wheel, Full HD 3D & NVIDIA 3DTV support: Supports HDMI 1.4a mandatory 3D Formats, SHORT THROW: W1050 maximizes thrills in minimum space by projecting a massive 100-inch image at a mere 3 meters | 1 | 60000 | 60000 |  | 0 | 1 | 60000 | 0 | 0 | 1 | 60000
4 | C and C++ Compiler | Turbo C Software | 30 |  | 0 |  | 0 | 30 | 0 | 0 | 0
5 | Unix/Linux | LEX/YACC Compiler Genrator Tools for Unix Based System | 30 |  | 0 |  | 0 | 30 | 0 | 0 | 0
[7 empty] | 0 |  | 848000 |  | 0
Lab 08: Computer Networks
1 | Desktop Computer | Processor: Intel Core i7 processor : Turbo Boost Technology : 8 th Generation or higher with latest Q series Chipset : Frequency at least 3.20 GHz: RAM: 16 GB DDR4 Storage : 1TB Optical Drive:DVD Read & Write internal speaker with atleast 2 W capacity Communication: High Performance Intel 10/100/1000 on board integrated Gigabit NIC Port Network Connectivity with data Rate per port at least 1 Gbe (Gigabit Ethernet Controller ),inbuilt Bluetooth connectivity and WIFI connectivity Graphics Card:NVIDIA Graphics Card with at least 64 bit , 2 GB DDR3 memory with GPU clock speed at least 9000MHz Operating System: Genuine Windows 10 Professional OS with dual boot Ubantu preloaded with recovery image media in DVD from the OEM and Certificate of Authenticity of OS , List of Keys for OS Provided Separately Keyboard: Standard wired USB Keyboard with 104 Keys Mouse : Optical mouse with wired USB. Monitor:LED Backlit Color Monitor Size 19 to 24 inch with atleast resolution 1920 x 1080 with at least one HDMI port. Webcam integrated with monitor (optional). On Site Warranty: 3 Years | 30 | 55000 | 1650000 |  | 0 | 30 | 1650000 | 0 | 0
2 | Printer(B/W) | Printer type - LaserJet; Functionality - Multi-Function (Print, Scan, Copy), Scanner type - Flatbed; Printer Output - Black & White only Connectivity - USB ; 2 inch LCD display Pages per minute - 14 ; Duplex Print - Manual ; Print resolution - Up to 600 x 600 DPI | 1 | 18000 | 18000 |  | 0 | 1 | 18000 | 0 | 0 | 1 | 18000
3 | LCD Projecter | Full HD blue tooth and Wifi facility HIGH QUALITY PERFORMANCE: Native 1080p Full HD image quality high brightness 15000:1 contrast ratio and 6X RGBRGB color wheel, Full HD 3D & NVIDIA 3DTV support: Supports HDMI 1.4a mandatory 3D Formats, SHORT THROW: W1050 maximizes thrills in minimum space by projecting a massive 100-inch image at a mere 3 meters | 1 | 60000 | 60000 |  | 0 | 1 | 60000 | 0 | 0 | 1 | 60000
4 | C and C++ Compiler | Turbo C Software | 30 |  | 0 |  | 0 | 30 | 0 | 0 | 0
23 | Cisco Packet Tracer | Cisco Propriety Software | 30 |  | 0 |  | 0 | 30 | 0 | 0 | 0
24 | Network Simulator | ns-2/ns-3 | 30 |  | 0 |  | 0 | 30 | 0 | 0 | 0
[7 empty] | 0 |  | 1728000 |  | 0
Lab 9: Computer Orgination and Architecture Lab
1 | Desktop Computer | Processor: Intel Core i7 processor : Turbo Boost Technology : 8 th Generation or higher with latest Q series Chipset : Frequency at least 3.20 GHz: RAM: 16 GB DDR4 Storage : 1TB Optical Drive:DVD Read & Write internal speaker with atleast 2 W capacity Communication: High Performance Intel 10/100/1000 on board integrated Gigabit NIC Port Network Connectivity with data Rate per port at least 1 Gbe (Gigabit Ethernet Controller ),inbuilt Bluetooth connectivity and WIFI connectivity Graphics Card:NVIDIA Graphics Card with at least 64 bit , 2 GB DDR3 memory with GPU clock speed at least 9000MHz Operating System: Genuine Windows 10 Professional OS with dual boot Ubantu preloaded with recovery image media in DVD from the OEM and Certificate of Authenticity of OS , List of Keys for OS Provided Separately Keyboard: Standard wired USB Keyboard with 104 Keys Mouse : Optical mouse with wired USB. Monitor:LED Backlit Color Monitor Size 19 to 24 inch with atleast resolution 1920 x 1080 with at least one HDMI port. Webcam integrated with monitor (optional). On Site Warranty: 3 Years | 30 | 55000 | 1650000 |  | 0 | 30 | 1650000 | 0 | 0
2 | Printer(B/W) | Printer type - LaserJet; Functionality - Multi-Function (Print, Scan, Copy), Scanner type - Flatbed; Printer Output - Black & White only Connectivity - USB ; 2 inch LCD display Pages per minute - 14 ; Duplex Print - Manual ; Print resolution - Up to 600 x 600 DPI | 1 | 18000 | 18000 |  | 0 | 1 | 18000 | 0 | 0
3 | LCD Projecter | Full HD blue tooth and Wifi facility HIGH QUALITY PERFORMANCE: Native 1080p Full HD image quality high brightness 15000:1 contrast ratio and 6X RGBRGB color wheel, Full HD 3D & NVIDIA 3DTV support: Supports HDMI 1.4a mandatory 3D Formats, SHORT THROW: W1050 maximizes thrills in minimum space by projecting a massive 100-inch image at a mere 3 meters | 1 | 60000 | 60000 |  | 0 | 1 | 60000 | 0 | 0
4 | C and C++ Compiler | Turbo (Freeware) | 30 |  | 0 |  | 0 | 30 | 0 | 0 | 0
5 | Mother Board Trainer Kit | Trainer Boards to Study Mother Boards with different chipsets and processors. | 10 | 10000 |  |  | 0 | 10 | 100000 | 5 | 0 | 10 | 9000
|  | Hard disk Trainer board (SATA and IDE ) | 10 | 5000 |  |  | 0 | 10 | 50000 | 5 | 0
|  | Computer Repair & Assembly Tool kits | 10 | 3000 |  |  | 0 | 10 | 30000 | 5 | 0
6 | GNU 8085 Simulator Software | 8085 Simulator Trainer Software | 30 | 0 |  |  | 0 | 30 | 0 | 0 | 0
[7 empty] | 0 |  | 1908000 |  | 0
Lab 10 : Project Lab
1 | Desktop Computer | Processor: Intel Core i7 processor : Turbo Boost Technology : 8 th Generation or higher with latest Q series Chipset : Frequency at least 3.20 GHz: RAM: 16 GB DDR4 Storage : 1TB Optical Drive:DVD Read & Write internal speaker with atleast 2 W capacity Communication: High Performance Intel 10/100/1000 on board integrated Gigabit NIC Port Network Connectivity with data Rate per port at least 1 Gbe (Gigabit Ethernet Controller ),inbuilt Bluetooth connectivity and WIFI connectivity Graphics Card:NVIDIA Graphics Card with at least 64 bit , 2 GB DDR3 memory with GPU clock speed at least 9000MHz Operating System: Genuine Windows 10 Professional OS with dual boot Ubantu preloaded with recovery image media in DVD from the OEM and Certificate of Authenticity of OS , List of Keys for OS Provided Separately Keyboard: Standard wired USB Keyboard with 104 Keys Mouse : Optical mouse with wired USB. Monitor:LED Backlit Color Monitor Size 19 to 24 inch with atleast resolution 1920 x 1080 with at least one HDMI port. Webcam integrated with monitor (optional). On Site Warranty: 3 Years | 30 | 55000 | 1650000 |  | 0 | 0 | 0 | 0 | 0
2 | Printer(B/W) | Printer type - LaserJet; Functionality - Multi-Function (Print, Scan, Copy), Scanner type - Flatbed; Printer Output - Black & White only Connectivity - USB ; 2 inch LCD display Pages per minute - 14 ; Duplex Print - Manual ; Print resolution - Up to 600 x 600 DPI | 1 | 18000 | 18000 |  | 0 |  | 0 | 0 | 0
3 | Grammarly | Software as a service (SaaS) | 1 |  | 0 |  | 0 |  | 0 | 1 | 0
4 | Turnitin | Software as a service (SaaS) | 1 |  | 0 |  | 0 |  | 0 | 1 | 0
[7 empty] | 0 |  | 0 |  | 0
Lab 11: Professional Elective Labs
1 | Desktop Computer | Processor: Intel Core i7 processor : Turbo Boost Technology : 8 th Generation or higher with latest Q series Chipset : Frequency at least 3.20 GHz: RAM: 16 GB DDR4 Storage : 1TB Optical Drive:DVD Read & Write internal speaker with atleast 2 W capacity Communication: High Performance Intel 10/100/1000 on board integrated Gigabit NIC Port Network Connectivity with data Rate per port at least 1 Gbe (Gigabit Ethernet Controller ),inbuilt Bluetooth connectivity and WIFI connectivity Graphics Card:NVIDIA Graphics Card with at least 64 bit , 2 GB DDR3 memory with GPU clock speed at least 9000MHz Operating System: Genuine Windows 10 Professional OS with dual boot Ubantu preloaded with recovery image media in DVD from the OEM and Certificate of Authenticity of OS , List of Keys for OS Provided Separately Keyboard: Standard wired USB Keyboard with 104 Keys Mouse : Optical mouse with wired USB. Monitor:LED Backlit Color Monitor Size 19 to 24 inch with atleast resolution 1920 x 1080 with at least one HDMI port. Webcam integrated with monitor (optional). On Site Warranty: 3 Years | 30 | 55000 | 1650000 |  | 0 | 0 | 0 | 0 | 0
2 | SCI Lab | SCI Lab | 30 |  | 0 |  | 0 |  | 0 | 0 | 0
3 | Pycharm professional/Python | Pycharm professional/Python | 30 |  | 0 |  | 0 |  | 0 | 0 | 0
4 | StarUML | StarUML | 30 |  | 0 |  | 0 |  | 0 | 0 | 0
5 | Rational Rose | Rational Rose | 10 |  | 10 |  | 0 |  | 0 | 0 | 0
6 | Weka8 or latest Version | Weka8 or latest Version | 30 |  | 0 |  | 0 |  | 0 | 0 | 0
[7 empty] | 0 |  | 0 |  | 0
Lab 13: MOOCs Courses
1 | Desktop Computer | Processor: Intel Core i7 processor : Turbo Boost Technology : 8 th Generation or higher with latest Q series Chipset : Frequency at least 3.20 GHz: RAM: 16 GB DDR4 Storage : 1TB Optical Drive:DVD Read & Write internal speaker with atleast 2 W capacity Communication: High Performance Intel 10/100/1000 on board integrated Gigabit NIC Port Network Connectivity with data Rate per port at least 1 Gbe (Gigabit Ethernet Controller ),inbuilt Bluetooth connectivity and WIFI connectivity Graphics Card:NVIDIA Graphics Card with at least 64 bit , 2 GB DDR3 memory with GPU clock speed at least 9000MHz Operating System: Genuine Windows 10 Professional OS with dual boot Ubantu preloaded with recovery image media in DVD from the OEM and Certificate of Authenticity of OS , List of Keys for OS Provided Separately Keyboard: Standard wired USB Keyboard with 104 Keys Mouse : Optical mouse with wired USB. Monitor:LED Backlit Color Monitor Size 19 to 24 inch with atleast resolution 1920 x 1080 with at least one HDMI port. Webcam integrated with monitor (optional). On Site Warranty: 3 Years | 30 | 55000 | 1650000 |  | 0 |  | 0 | 0 | 0
[7 empty] | 0 |  | 0 | 0 | 0
Lab 14: Miscellaneous
1 | Online-UPS | 5 KVA Online UPS with battery backup of 2:30 hrs output: Pure Sinewave | 5 | 70000 |  |  | 0 |  | 0 | 2 | 0
|  | 10 KVA Online UPS with battery backup of 2:30 hrs output: Pure Sinewave | 1 | 125000 |  |  | 0 |  | 0 | 1 | 0 | 1 | 125000
2 | Printer (Color) | Color Lazer Jet wireless Multi functional Printer | 1 | 75000 |  |  | 0 | 1 | 75000 | 1 | 0
3 | Networking | Switch 24 Port 1GBPS | For all computers |  |  |  | 0 |  | 0 | 0 | 0
|  | CAT 6 Wire (305M) |  |  |  |  | 0 |  | 0 | 0 | 0
|  | Patch Cable |  |  |  |  | 0 |  | 0 | 0 | 0
|  | Patch Panel |  |  |  |  | 0 |  | 0 | 0 | 0
|  | I/O Box Set |  |  |  |  | 0 |  | 0 | 0 | 0
|  | Network Rack 6U |  |  |  |  | 0 |  | 0 | 0 | 0
|  | Network Rack 9U |  |  |  |  | 0 |  | 0 | 0 | 0
|  | 6-Bit 2" |  |  |  |  | 0 |  | 0 | 0 | 0
|  | Miscelleneous for LAN Networking |  |  |  |  | 0 |  | 0 | 0 | 0
|  | Complete Installation |  |  |  |  | 0 |  | 0 | 0 | 0
4 | Internet | At Least 32 Mbps Leased Line required | per Yr. | 150000 |  |  | 0 |  | 0 | 0 | 0
5 | Air Conditioner | 1.5 Ton Split AC at least 3 Star | 20 | 50000 |  |  | 0 | 20 | 1000000 | 6 | 300000
6 | Word Processor | Bulk License Can be purchased for academic use | For All computers | 8000 | [5 empty] | 30 | 240000
8 | PDF reader | Bulk License Can be purchased for academic use | For All computers
9 | Anti Virus | Bulk License Can be purchased for academic use | For All computers | 10000 | [5 empty] | 12 | 120000 | 80 | 20000
[9 empty] | 6722000 |  | 2890000 |  | 778000

## EEE
Department of Science and Technology - Patna, Bihar.
Standardization of Equipment in the Laboratories of All Engg. Colleges.
Branch: EEE
Name of the College |  |  |  |  | GEC Vaishali |  | RRSDCE Begusarai |  | KEC, Katihar |  | BPMCE MADHEPURA |  | SCE Supaul |  | SEC, Sasram |  | GEC, Kaimur
S.NO | Items Specifications | Approx Rate (Per Unit) | Qty | Total | RQ | Amount | RQ | Amount | RQ | Amount | Required Qty | Amount | Required Qty | Amount | Required Qty | Amount | Required Qty | Amount
BASIC ELECTRICAL ENGINEERING
1 2 4 5 | To verify KVL & KCL. To verify superposition Theorem To verify Thevenin’s and Nortons theorem. To verify Maximum Power transfer theorem. Salient Features • Aesthetically designed injection molded electronic desk carrying useful experiment resources Variable Power supplies / Status / Pulsar / Function Generator, DPMs etc. while the central slot will carry replaceable experiment panel secured in an ABS molded plastic sturdy enclosure, & has colorful screw less overlay showing circuit & its connection tag numbers for easy connectivity. • Connection through Sturdy 4mm Banana Sockets & Patch Cords. •Hands on learning by constructing circuits using built in power bread board panel as well as using Discrete component panel. •Set of Users Guide provided with each Unit. SPECIFICATIONS •Built in Power Supply : DC Supply :5V / 1A. & ± 12V, 1A. 0 to 15V DC (Variable), 100 mA (Isolated), 0 to 30V DC (Variable), 100 mA (Isolated High Volt DC 15V to 110V, 100Ma, AC Supply : 12-0-12V AC,150 mA. Short circuit Protected. •Built in Function Generator – O/p Waveform : Sine, Triangle & TTL O/Ps Output Frequency : 1 Hz to 1MHz in 6 ranges, with amplitude & frequency control pots. O/P Voltage 20Vp-p max. (Sin/TRG), Modulation I/P:AM : - I/P voltage + 5V (100% modulation) O/P - For 0V (min), + 5V (max.) - 5V (Phase reversal of O/P) FM : I/P voltage ± 400mV ( + 50% modulation) •Clock Generator : 10 MHz TTL clock. •Data Switches (10 No.) & bi-colour LED status indicators 10X2 Nos, for High / Low indication. •Pulser switches (2 Nos.) with four debounced outputs - 2No. •BNC to 2 channel banana adapter - 2No. •Logic probe to detect High/Low level pulses upto 1MHz, with bi-colour LEDs to indicate status. •2 / 4 digit 7 segment display with BCD to 7 segment decoder. •Onboard DPMs provided with mode/range selection. (A) DC volt : 2V/200V - 1No. | 31717 | 5 | 158585 |  | 0 | 1 | 31717 | 4 | 126868 | 2 | 63434 | 2 |  | 0 |  | 5 | 158585
| (B) DC current : 2mA/200mA - 1No. (C) DC Volts/Current : 20V/200mA - 1No. •Onboard moving iron meters provided for (A) AC Current : 1 AMP - 1No. (B) AC Voltage : 15V - 1No. •Onboard speaker : 8 Ohms, 0.5 Watt (1No.) •Onboard POTS : 1K - 1No. 1M - 1No. •Operating Voltage: 220/240Vac switch settable ±10%, 50Hz/60VA. DC, AC & Wave Shaping Circuit Experiment Panel : DC : Resistance, current & voltage measurements, Loading of Potentiometer, Ohm's law, Power DC circuits, Series, parallel & mixed circuits, Kirchoff's law, Superposition theorem, Thevenin's & Norton's theorems, Reciprocity, Compensation, Tellegen, Millman theorems & Maximum Power transfer theorem, Voltage distribution of capacitors in series & parallel, total capacitance of capacitors in series & parallel, charging & discharging of capacitor through resistance & time constant, Wheatstone's Bridge, 2 Port Network Y, Z,h, ABCD Parameters & Star Delta Network, T & Pi attenuators. AC : AC Voltage & Current Measurements - R-L series, R-C series, R-L-C series circuit (Series Resonance). R - L parallel, R-C parallel, R-L-C parallel(Parallel Resonance), Active, Reactive power & power factor(Vector Diagram), average & RMS Value measurement. Wave Shaping: Differentiator, Integrator, Clipping, Clamping, Passive filters LC / RC, LPF/ HPF Inclusive of 3 years of onsite warranty and trainer should be safety aesthetically designed injection molded desk not wooden box (anti Green), not metallic box (Corrosive and shock possibility for the students). |  |  |  |  | 0 |  | 0 |  |  |  | 0 |  |  | 0 |  |  | 0
6 | To measure three phase power using two wattmeter methods. SALIENT FEATURES • Facilitates study of CT, PT tests. 3 ph., 1 ph., power measurement, calibration of energy meter, pf measurement etc. • Facilitates easy & safe wiring by students due to 4mm sturdy shrouded banana patch cords & shrouded socket arrangement for high voltage circuits. • Each panel has ABS molded plastic sturdy enclosure, & colorful screwless overlays showing circuit diagram & its connection tag numbers for easy understanding & connections. • Set of Instructor Guide & Student Workbook. • Digital multifunction meters for measurement of all parameters (V,I,W,PF,VA,VAR,Energy). • Short circuit protection due to over loading or wrong connections. • Measurement CTs & protection CT provided to plot magnetization curve of Cts. | 313467 | 1 | 313467 |  | 0 | 1 | 313467 | 1 |  |  | 1 |  |  |  |  | 1 | 313467
| Technical Specifications A] Aluminum rack 4 x 3 profile sturdy Modular flat panel (table top) system, carrying various high voltage components housed in plastic enclosures (panel) to minimize shock possibility. Input 3 phase DOL Starter panel • 4 pole MCB of 415 V/2A . • DOL 9A Contactor with 230V / 50 Hz / 11VA COIL . • Bimetallic thermal O/L relay with range 1.4A - 2.3A . Integrated AC (1phase) measurement panel • Bidirectional Multifunction Meter • 3 Phase 3/4 wire, 415V, CT Input 5A • LCD/LED display, Aux supply 230V, 45-65 Hz, 5W • V.I., Hz, Pf, KVA, KW,KWH • Modbus RTU RS 485 Integrated AC (3/1 phase) measurement panel • Digital meter (96X96mm) for measurement of 3Ø & 1Ø parameters. • Voltage line to line & line to neutral. • Current for all 3Ø up to 5A. • Power factor, frequency, watts, VAR, VA & energy in Kwhr. Potential Transformer [PT] Panel • Consists of 2 nos. of PTs (230V:24V secondary), 200VA with both primary &secondary terminated at shrouded 4mm sockets. • Null detection & balancing components- 2 capacitors (100pF, 0.001uF) & 47K, 33K resistors & 470K pot. Current Transformer [CT] Panel • Consists of 2 nos. of EI core CTs (5A:1A secondary) & 1 no. of ferrite CT (40A: 0.4A Sec.) with both primary & secondary terminated at shrouded 4mm sockets. • Null detection & balancing components- 3 capacitors (10uF, 1uF, 0.1uF) & 100E / 0.25W, 0.1E, 0.01E 5W resistors, 500E pot. Single Phase Input MCB Panel • 1 Ph. MCBs of 4A/1.6A 2nos. • 1 no. of Lamp Holder with input terminals. Lamp Load 230V /15/40/60/100W X 3 bulbs with individual ON/OFF using 6A toggle switch. Resistor Load panel (1) AC Resistors : 10K / 5K / 3.5K / 2.5K / 2K / 1.5K / OFF 200W x 3 phases / |  |  |  |  | 0 |  | 0 |  |  |  | 0 | [5 empty] | 0
| 6 taps. (2) DC Resistors : 750E / 600E / 300E / 212E / 162E / 125E/ 112E / 100E / 400W /8 taps + OFF + separate 60E tap for DC series Gen. LC Load panel (1) Inductive load : 0.15H/0.3H/0.45H/0.6H/0.75H/1.5H/ 3H /400mA X 3Nos. (2) Capacitive load : 1.25u /2.5u/5u/415VX 3Nos Variable AC Voltage & current injector Panel • Variable AC voltage O/P : 0-270V/0.75A • Variable AC current O/P : 0-12 Amp Phase angle meter panel • Measure phase angle between two voltages (230/ 440 Vac, 50Hz) • Internally 2 Pts for isolation • 1 phase 300VA transformer with primary 0-230Vac & secondary 0 - 115 - 230Vac as sample to measure iron loss in transformer using Lloyd fisher square method List of Experiment : 1. Current transformer (CT) testing 2. Potential transformer (PT) testing 3. Calibration of single phase energy meter 4. Measurement of 3ø power by 2 wattmeter method 5. Measurement of 3ø power by 1 & 3 wattmeter method 6. Measurement of power in a 1ø AC circuit using 3 ammeter method 7. Measurement of power in a 1ø AC circuit using 3 voltmeter method 8. Find out filament resistence at cold & hot condition. 9. Power factor improvement technique using shunt capacitor 10. Study of testing of phase sifting Transformer 11. Study effect of grounding of the neutral point in a 3 ph. system. a) Solidly grounded neutral b) Resistance grounded neutral c) Floating neutral (ungrounded) 12. Plot the magnetization curve of measurement CT & Protection CT & determine knee point voltage. 13. Iron Loss Measurement in a X'mer using Lloyd fisher square method 14. Self & mutual inductance measurement of PT Inclusive of 3 years of onsite warranty and trainer should be modular panels for easy site servicing not close control; panel box no wiring should not be there and shrouded 4 mm banana patch cords and shrouded sockets arrangements for the safety of the students. |  |  |  |  | 0 |  | 0 |  |  |  | 0 | [5 empty] | 0
7 | To perform open and short circuit test on single phase transformer. Salient Features: | 313467 | 1 | 313467 |  | 0 | 1 | 313467 | 2 | 626934 |  | 0 |  |  |  |  | 1 | 313467
| • Facilitates study of transformer operation, determine its equivalent circuit, use of tertiary winding to suppress harmonics etc. • Facilitates easy & safe wiring by students due to 4mm sturdy shrouded banana patch cords & shrouded socket arrangement for high voltage circuits. • Each of following standalone Electrical trainers may need a set of associated panels which are mounted in a light weight sturdy aluminium flat demo panel system. • Each panel has ABS molded plastic sturdy enclosure, & colorful screw less overlays showing circuit diagram & its connection tag numbers for easy understanding & connections. • Set of Instructor Guide & Student Workbook. Technical Specifications Aluminum profile Sturdy Modular Flat Panel system, carrying various high voltage components housed in plastic enclosures (panel) to minimize shock possibility. Input 3 phase DOL Starter panel • 4 pole MCB of 415 V/4A . • DOL 9A Contactor with 230V / 50 Hz / 11VA COIL . • Bimetallic thermal O/L relay with range 1.4A - 2.3A for 300VA or 3A -5A for 1KVA/3kVA. 3 Phase Bidirectional power cum Energy meter panel x 3 nos. • Bidirectional Multifunction Meter • 3 Phase 3/4 wire, 415V CT Input 5A • LCD/LED display, Aux supply 230V, 45-65 Hz, 5W • V.I., Hz, Pf, KVA, KW,KWH • Modbus RTU RS 485 (optional) FWD-OFF-REV switch panel • FWD/REV, 3 pole 3 way switch with centre OFF, 6A/440V. 1 phase AC Input supply panel • 1 phase MCBs of 4A/1.6A - 2nos. • Bulb Load. AC voltmeter panel • Voltage range : 500V. • 1 pole 4 way switch to select line voltage for three phase Dual range AC ammeter panel • Current range:2A/6A selectable . • 1 pole 7 way switch to select phase current for three phase Milliohm (V-I method) / Rect/ CAP Load Panel |  |  |  |  | 0 |  | 0 |  |  |  | 2 |  |  | 317170 |  |  | 0
| • Transformer : 230V/14V/3A. • DC Voltmeter : ( 0 –10Vdc). • DC Ammeter : ( 0 –10A). • Diode bridge rectifier with Rectifying capacitor Resistive Load • AC Resistors 10K/5K/3.5K/2.5K/2K/1.5K/OFF (6 taps+1 OFF) 200W x 3 phase • DC Resistors 750E/600E/300E/212E/162E/ 125E/112E/100E/400W /8 taps + OFF + separate 60E tap for DC series Gen. Lamp Load • 230V/100W X3 bulbs with individual ON/OFF using 6A toggle. Parameters : • VA rating : 300VA • X mer type: 1 Phase/ 3 Phase • Construction : Double wound iron core EL STEP DOWN xmer/ Iron core strip lamination type step down Delta primary / Star secondary design. • Primary : 3 Nos. Isolated primaries 0-415/0.24A at 50Hz brought out on 3 x 4 sockets • Secondary : 3 Nos. Isolated windings groups main 110V/0.5A, zigzag 110V/0.5A, Tertiary 220V/0.25A brought out on 4 x 3 x 3 sockets. • Accessories: 3 Phase / 3 Amp. Variac (table top) List of experiments : 1. Study of Manufacturing Quality Tests. 2. Study of Insulation resistance test. 3. Study of Turns ratio test 4. Study of Polarity test. 5. Study of Performance tests. 6. Study of Open circuit test 7. Scott connection : Using 2 nos. of 1 phase Transformer 8. Study of Load regulation test. 9. Study of Back to back test (sumpner test) 10. Study of Winding temperature rise test. 11. Measurement of winding resistance by DC V–I method. 12. Study of effect of type of load on transformer output waveform 13. Study of Parallel operation of single-phase transformers 14. Study of Scott connection for 3phase to 2 phase conversion 15. Three phase transformers - basic configurations – their effect on capacity utilization regulation. |  |  |  |  | 0 |  | 0 |  |  |  | 0 | [5 empty] | 0
| 16. Study of Phasor Groups in 3 Phase Transformer connections 17. Study of Phasor Group1 connections in 3 phase Transformer. 18. Study of Phasor Group2 connections in 3 phase Transformer. 19. Study of Phasor Group3 connections in 3 phase Transformer. 20. Study of Phasor Group4 connections in 3 phase Transformer. 21. Study of using Tertiary winding on 3 phase transformers for suppressing harmonics. 22. Study of Load regulation, efficiency & Temp. rise test on 3 phase Transformers 23. Study of Manufacturing Quality Tests on 3 phase transformers 24. Study of Short circuit test 25. Determination of zero sequence reactance of 3 phase transformer. 26. Determination of equivalent circuit of 3 phase transformer 27. Self & mutual inductance measurement of 1 phase transformer 28. Determination of equivalent circuit of 3 phase transformer. Inclusive of 3 years of onsite warranty and trainer should be modular panels for easy site servicing not close control; panel box no wiring should not be there and shrouded 4 mm banana patch cords and shrouded sockets arrangements for the safety of the students. |  |  |  |  | 0 |  | 0 |  |  |  | 0 | [5 empty] | 0
8 | To Obtain Speed Torque Characteristics Of A Dc Shunt Motor The Trainer should have following features : • Following trainer may need a few set of associated panels (4 nos. typically) which are mounted in a light weight sturdy aluminum flat demo panel system. • Facilitates easy & safe wiring by students due to 4mm sturdy shrouded banana patch cords & shrouded socket arrangement for high voltage circuits. • Each panel has ABS molded plastic sturdy enclosure, & colorful screwless overlays showing circuit diagram & its connection tag numbers for easy understanding & connections. • Set of Instructor Guide & Student Workbook Technical specifications: It should consists of : 1] Instrumentation Power supply cum Multi- channel DPM panel (a) + 12 V, 500 mA (b) +5V, 300mA (c) Unregulated 17V dc/750 mA (d) line synchronizing signal. (e) Multi channel DPM for digital display of speed, etc. 2] SCR Actuator (variable DC) cum sensor signal conditioning panel 1. Full bridge SCR based 0V-195V / 12 Amp cosine firing with linear charateristics. 2. Supports signal conditioning circuit for speed to give output 0-2.5Vdc (FS). 3. 2 Nos. of these supplies required for DC Armature & DC motor field. 3] DC voltmeter & DC ammeter panel | 131746 | 1 | 131746 | 0 | 0 | 0 | 0 | 2 | 263492 |  | 0 |  |  |  |  | 1 | 131746
| a) DC voltmeter (0-300V) b) DC Ammeter (0-5A) with polarity protection diode c) Field failure relay to control Armature supply. 4] DC Integrated Motor Specifications 180V/300W/1500RPM with series shunt & compound windings, Chasis mounted table top with spring balance loading arrangement [10kg] & Electronic Tacho:1V/1000RPM. Electrical Tacho :10V/1000RPM. List of Experiments 1. Open loop torque speed characteristics. 2. Closed loop speed control using Armature voltage / speed feed back using P/PI mode. Inclusive of 3 years of onsite warranty and trainer should be modular panels for easy site servicing not close control; panel box no wiring should not be there and shrouded 4 mm banana patch cords and shrouded sockets arrangements for the safety of the students. |  |  |  |  | 0 |  | 0 |  |  |  | 0 | [5 empty] | 0
TOTAL |  |  |  | 917265 | [7 empty] | 0 | [5 empty] | 917265
POWER ELECTRONICS LAB | [11 empty] | 0
Sr. No | Items Specifications | Approx Rate (Per Unit) | Qty | Total
1 | To Study and Demonstration of V-I characteristics of SCR, TRIC, DICE, IGBT, UJT Salient Features • Aesthetically designed injection molded electronic desk carrying useful experiment resources Variable Power supplies / Status / Pulsar / Function Generator, DPMs etc. while the central slot will carry replaceable experiment panel secured in an ABS molded plastic sturdy enclosure, & has colorful screw less overlay showing circuit & its connection tag numbers for easy connectivity. • Connection through Sturdy 4mm Banana Sockets & Patch Cords. •Hands on learning by constructing circuits using built in power bread board panel as well as using Discrete component panel. •Set of Users Guide provided with each Unit. Specifications •Built in Power Supply : DC Supply :5V / 1A. & ± 12V, 1A. 0 to 15V DC (Variable), 100 mA (Isolated), 0 to 30V DC (Variable), 100 mA (Isolated High Volt DC 15V to 110V, 100Ma, AC Supply : 12-0-12V AC,150 mA. Short circuit Protected. •Built in Function Generator – O/p Waveform : Sine, Triangle & TTL O/Ps Output Frequency : 1 Hz to 1MHz in 6 ranges, with amplitude & frequency control pots. O/P Voltage 20Vp-p max. (Sin/TRG), Modulation I/P:AM : - I/P voltage + 5V (100% modulation) O/P - For 0V (min), + 5V (max.) - 5V (Phase reversal of O/P) FM : I/P voltage ± 400mV ( + 50% modulation) •Clock Generator : 10 MHz TTL clock. •Data Switches (10 No.) & bi-colour LED status indicators 10X2 Nos, for High / Low indication. •Pulser switches (2 Nos.) with four debounced outputs - 2No. •BNC to 2 channel banana adapter - 2No. •Logic probe to detect High/Low level pulses upto 1MHz, with bi-colour LEDs to indicate status. •2 / 4 digit 7 segment display with BCD to 7 segment decoder. •Onboard DPMs provided with mode/range selection. (A) DC volt : 2V/200V - 1No. (B) DC current : 2mA/200mA - 1No. (C) DC Volts/Current : 20V/200mA - 1No. •Onboard moving iron meters provided for (A) AC Current : 1 AMP - 1No. | 32126 | 1 | 32126 | 1 | 32126 | 1 | #VALUE! | 2 | 64252 | 1 | 32126 |  |  | 1 | 32126
| (B) AC Voltage : 15V - 1No. •Onboard speaker : 8 Ohms, 0.5 Watt (1No.) •Onboard POTS : 1K - 1No. 1M - 1No. •Operating Voltage: 220/240Vac switch settable ±10%, 50Hz/60VA. Semiconductor & Power Semiconductor Devices Experiment Panel : Characteristics of following devices : Silicon diode, Semiconductor Testing using Multimeter, Germanium diode, zener diode, LED, diac, bipolar transistor (NPN, PNP), Field Effect Transistor (FET), MOSFET, IGBT, UJT, Silicon Controlled Rectifier (SCR), Triac, Optocoupler, Thermistor, V-I Characteristics on CRO of SCR, Triac, Transistor as a Switch & MOSFET as a Switch. Band gap energy calculations. Inclusive of 3 Years of onsite warranty and trainer should be safety aesthetically designed injection molded desk not wooden box (anti Green), not metallic box (Corrosive and shock possibility for the students). |  |  |  |  | 0 |  | 0 |  |  |  | 0
2 | To study and demonstration of firing circuit of SCR (R, R-C , UJT firing circuit) Features Ø Aesthetically designed injection molded electronic desk. Ø Master unit carrying useful experiment resources like line Synchronized firing circuits, Power supplies, lamp load, RLC loads, Battery Charging supply etc. while the central slot will hold replaceable experiment panels. Ø Each multi experiment panel is secured in an ABS molded plastic sturdy enclosure, and has colorful screw less overlay showing circuit & Connection through Sturdy 4mm Banana Sockets & Patch Chords. Ø Set of User Guide provided with each unit. Power Scope · Accessory for any Lab CRO for off ground differential measurements upto 1000Vdc to facilitate checking inverter / converter waveform. Master Unit Built in power supply • DC supply : + 12V, 500mA, • Unregulated Power supply 17V / 750mA, • Regulated 7VDC to 14VDC/3A O/P is provided as 12V Battery charging supply. In absence of battery, same may be used as simulated battery source to run experiments on inverters etc. • Isolated DC supply +12V/ 300amA with isolated common. • On board Inverter transformer of Primary & Secondaries: 12-11-0-11- 12/3A. • On board o/p to Isolated Drive Circuit AC supply • 230V AC line voltage is made available on two banana 4mm sockets as | 62013 | 1 | 62013 | 1 | 62013 | 1 | #VALUE! | 2 | 124026 |  | 0 |  |  | 1 | 62013
| well as 1.5A fuse extender for variac if used. • Aux DC Power Supply : (Useful as field / armature supply for DC motor) • Variable upto 200Vdc/0.5Amp (Phase controlled Thyristor half bridge) • Field ON/OFF control with field failure relay & over current protection circuit. LSPT Panel consisting of • Two pulse transformers of 1:1:1 are provided for isolation & supplying firing pulses along with required DC Power supply to experiment panel under test through 15 pin female 'D' connector. • Selector switch of 2 pole 6 way for selecting different types of firing pulses like out of phase inverter firing using LM3525 with dead time, freq. Control in freq variation from 170 Hz to 250Hz, 12.5/25/6..25 Hz Frequency gated with High Frequency (3KHz) for Cycloconverter, line Synchronized UJT firing for converter and pulse width R-L-C Load Panel •Load resistor of 10ohm/ 40W and 100ohm / 10W - 1No.each •Centre tapped 3A choke 4mH/ 16mH each -2Nos. •DC choke 0-100-200 mH/750mA- 1No. •Commutation capacitors of 10uF/100V - 4Nos. •AC Paper capacitor of 4uF/440V - 1No. •DC Cap 220uF / 63V- 1No. •Diode BYT 71 (5407)- 1 No. •On board Lamp load of 15W/ 230VAC provided Accessories: •15 pin D connector cable assembly, •4mm patchcords : 100mm X 10 Nos & 500mm X 20 Nos. CON / INV Panel •SCR Converters - Provided with sturdy 800V/12A SCRs (4nos) with uncommitted snubbers, 6A diodes (2nos) commutation switch, 47µF/450V cap, Ramp Cosine firing circuit. However actual working currents are limited to 3A (max) for safety. •Half Wave & Full Wave Fully Controlled converter •AC Voltage Controller using Lamp •SCR Controlled Converter 1 phase with R-L Load •Effect of Free Wheeling Diode on SCR converter performance with Inductive load. •Study of SCR converter (Open Loop) output with Inductance Input and Capacitance Input filters •Effect of Source Impedance on performance of SCR converters. •Study of closed loop SCR converters with Resistive Load. •Study of full wave -half controlled SCR bridge. •Resonant DC- DC converter. •Advanced firing Schemes •Study of H.F. gate type SCR triggering. |  |  |  |  | 0 |  | 0 |  |  |  | 0
| •Study of relation between control voltage and SCR converter output DC voltage - using linear resistor controlled synchronized ramp firing (IC815 equivalent). •Study of Linear relation between control voltage and SCR converter output- using cosine firing scheme. •SCR forced Commutation Techniques •Study of forced commutation techniques for SCR, Class A,B,C,D,E,F •SCR based Inverters • SCR based Parallel Inverter. •SCR based series Inverter . •SCR based Bridge Inverter. •SCR based Mcmurray Bedford half bridge inverter. •Cycloconverter •SCR Based cycloconverter •SCR based Chopper •SCR based buck (step dn), boost (set up), buck boost chopper Triggering circuit / dv/dt Protection panel •SCR Triggering Schemes / turn ON methods. •Simple Resistance firing circuit for upto 900 SCR firing half wave. •Resistance - Capacitor firing circuit with increased control SCR firing - half Wave & full wave. •UJT/PUT based SCR Trigger with series/ shunt transistor controlled ramp, resistance controlled Pedestal •TRIAC Triggering Schemes / turn ON methods. •Simple Resistance firing circuit for TRIAC firing Full wave. •UJT/PUT based TRIAC Trigger with series/ shunt transistor controlled ramp, resistance controlled Pedestal •dv/dt behaviour of SCR •Study of SCR dv/dt protection using gate termination. •Study of SCR dv/dt protection using gate reverse bias with resistance. •Study of SCR dv/dt protection using gate reverse bias with resistance and diode. •Study of SCR dv/dt protection using polarised snubber. •Study of SCR dv/dt protection using polarised RC snubber with discharge resistor. •Study of Triac dv/dt protection using RC Snubber. Inclusive of 3 Years of onsite warranty and trainer should be safety aesthetically designed injection molded desk not wooden box (anti Green), not metallic box (Corrosive and shock possibility for the students). |  |  |  |  | 0 |  | 0 |  |  |  | 0
3 | To demonstrate different type of commutation method’s for SCR Features Ø Aesthetically designed injection molded electronic desk. Ø Master unit carrying useful experiment resources like line | 51751 | 1 | 51751 |  | 0 | 1 | 51751 | 2 | 103502 |  | 0 |  |  | 1 | 51751
| Synchronized firing circuits, Power supplies, lamp load, RLC loads, Battery Charging supply etc. while the central slot will hold replaceable experiment panels. Ø Each multi experiment panel is secured in an ABS molded plastic sturdy enclosure, and has colorful screw less overlay showing circuit & Connection through Sturdy 4mm Banana Sockets & Patch Chords. Ø Set of User Guide provided with each unit. Power Scope · Accessory for any Lab CRO for off ground differential measurements upto 1000Vdc to facilitate checking inverter / converter waveform. Master Unit Built in power supply • DC supply : + 12V, 500mA, • Unregulated Power supply 17V / 750mA, • Regulated 7VDC to 14VDC/3A O/P is provided as 12V Battery charging supply. In absence of battery, same may be used as simulated battery source to run experiments on inverters etc. • Isolated DC supply +12V/ 300amA with isolated common. • On board Inverter transformer of Primary & Secondaries: 12-11-0-11- 12/3A. • On board o/p to Isolated Drive Circuit AC supply • 230V AC line voltage is made available on two banana 4mm sockets as well as 1.5A fuse extender for variac if used. • Aux DC Power Supply : (Useful as field / armature supply for DC motor) • Variable upto 200Vdc/0.5Amp (Phase controlled Thyristor half bridge) • Field ON/OFF control with field failure relay & over current protection circuit. LSPT Panel consisting of • Two pulse transformers of 1:1:1 are provided for isolation & supplying firing pulses along with required DC Power supply to experiment panel under test through 15 pin female 'D' connector. • Selector switch of 2 pole 6 way for selecting different types of firing pulses like out of phase inverter firing using LM3525 with dead time, freq. Control in freq variation from 170 Hz to 250Hz, 12.5/25/6..25 Hz Frequency gated with High Frequency (3KHz) for Cycloconverter, line Synchronized UJT firing for converter and pulse width R-L-C Load Panel •Load resistor of 10ohm/ 40W and 100ohm / 10W - 1No.each •Centre tapped 3A choke 4mH/ 16mH each -2Nos. •DC choke 0-100-200 mH/750mA- 1No. •Commutation capacitors of 10uF/100V - 4Nos. •AC Paper capacitor of 4uF/440V - 1No. •DC Cap 220uF / 63V- 1No. |  |  |  |  | 0 |  | 0 |  |  |  | 0
| •Diode BYT 71 (5407)- 1 No. •On board Lamp load of 15W/ 230VAC provided Accessories: •15 pin D connector cable assembly, •4mm patchcords : 100mm X 10 Nos & 500mm X 20 Nos. CON / INV Panel •SCR Converters - Provided with sturdy 800V/12A SCRs (4nos) with uncommitted snubbers, 6A diodes (2nos) commutation switch, 47µF/450V cap, Ramp Cosine firing circuit. However actual working currents are limited to 3A (max) for safety. •Half Wave & Full Wave Fully Controlled converter •AC Voltage Controller using Lamp •SCR Controlled Converter 1 phase with R-L Load •Effect of Free Wheeling Diode on SCR converter performance with Inductive load. •Study of SCR converter (Open Loop) output with Inductance Input and Capacitance Input filters •Effect of Source Impedance on performance of SCR converters. •Study of closed loop SCR converters with Resistive Load. •Study of full wave -half controlled SCR bridge. •Resonant DC- DC converter. •Advanced firing Schemes •Study of H.F. gate type SCR triggering. •Study of relation between control voltage and SCR converter output DC voltage - using linear resistor controlled synchronized ramp firing (IC815 equivalent). •Study of Linear relation between control voltage and SCR converter output- using cosine firing scheme. •SCR forced Commutation Techniques •Study of forced commutation techniques for SCR, Class A,B,C,D,E,F •SCR based Inverters • SCR based Parallel Inverter. •SCR based series Inverter . •SCR based Bridge Inverter. •SCR based Mcmurray Bedford half bridge inverter. •Cycloconverter •SCR Based cycloconverter •SCR based Chopper •SCR based buck (step dn), boost (set up), buck boost chopper Inclusive of 3 Years of onsite warranty and trainer should be safety aesthetically designed injection molded desk not wooden box (anti Green), not metallic box (Corrosive and shock possibility for the students). |  |  |  |  | 0 |  | 0 |  |  |  | 0
4 | Single phase and three phase converter | 176281 | 1 | 176281 |  | 0 |  | 0 | 2 | 352562 |  | 0 |  |  | 1 | 176281
| Single and three phase Semi converter Features Ø Aesthetically designed injection molded electronic desk. Ø Master unit carrying useful experiment resources like line Synchronized firing circuits, Power supplies, lamp load, RLC loads, Battery Charging supply etc. while the central slot will hold replaceable experiment panels. Ø Each multi experiment panel is secured in an ABS molded plastic sturdy enclosure, and has colorful screw less overlay showing circuit & Connection through Sturdy 4mm Banana Sockets & Patch Chords. Ø Set of User Guide provided with each unit. Power Scope · Accessory for any Lab CRO for off ground differential measurements upto 1000Vdc to facilitate checking inverter / converter waveform. Master Unit Built in power supply • DC supply : + 12V, 500mA, • Unregulated Power supply 17V / 750mA, • Regulated 7VDC to 14VDC/3A O/P is provided as 12V Battery charging supply. In absence of battery, same may be used as simulated battery source to run experiments on inverters etc. • Isolated DC supply +12V/ 300amA with isolated common. • On board Inverter transformer of Primary & Secondaries: 12-11-0-11- 12/3A. • On board o/p to Isolated Drive Circuit AC supply • 230V AC line voltage is made available on two banana 4mm sockets as well as 1.5A fuse extender for variac if used. • Aux DC Power Supply : (Useful as field / armature supply for DC motor) • Variable upto 200Vdc/0.5Amp (Phase controlled Thyristor half bridge) • Field ON/OFF control with field failure relay & over current protection circuit. LSPT Panel consisting of • Two pulse transformers of 1:1:1 are provided for isolation & supplying firing pulses along with required DC Power supply to experiment panel under test through 15 pin female 'D' connector. • Selector switch of 2 pole 6 way for selecting different types of firing pulses like out of phase inverter firing using LM3525 with dead time, freq. Control in freq variation from 170 Hz to 250Hz, 12.5/25/6..25 Hz Frequency gated with High Frequency (3KHz) for Cycloconverter, line Synchronized UJT firing for converter and pulse width R-L-C Load Panel •Load resistor of 10ohm/ 40W and 100ohm / 10W - 1No.each •Centre tapped 3A choke 4mH/ 16mH each -2Nos. •DC choke 0-100-200 mH/750mA- 1No. |  |  |  |  | 0 |  | 0 |  |  |  | 0
| •Commutation capacitors of 10uF/100V - 4Nos. •AC Paper capacitor of 4uF/440V - 1No. •DC Cap 220uF / 63V- 1No. •Diode BYT 71 (5407)- 1 No. •On board Lamp load of 15W/ 230VAC provided Accessories: •15 pin D connector cable assembly, •4mm patchcords : 100mm X 10 Nos & 500mm X 20 Nos. CON / INV Panel •SCR Converters - Provided with sturdy 800V/12A SCRs (4nos) with uncommitted snubbers, 6A diodes (2nos) commutation switch, 47µF/450V cap, Ramp Cosine firing circuit. However actual working currents are limited to 3A (max) for safety. •Half Wave & Full Wave Fully Controlled converter •AC Voltage Controller using Lamp •SCR Controlled Converter 1 phase with R-L Load •Effect of Free Wheeling Diode on SCR converter performance with Inductive load. •Study of SCR converter (Open Loop) output with Inductance Input and Capacitance Input filters •Effect of Source Impedance on performance of SCR converters. •Study of closed loop SCR converters with Resistive Load. •Study of full wave -half controlled SCR bridge. •Resonant DC- DC converter. •Advanced firing Schemes •Study of H.F. gate type SCR triggering. •Study of relation between control voltage and SCR converter output DC voltage - using linear resistor controlled synchronized ramp firing (IC815 equivalent). •Study of Linear relation between control voltage and SCR converter output- using cosine firing scheme. •SCR forced Commutation Techniques •Study of forced commutation techniques for SCR, Class A,B,C,D,E,F •SCR based Inverters • SCR based Parallel Inverter. •SCR based series Inverter . •SCR based Bridge Inverter. •SCR based Mcmurray Bedford half bridge inverter. •Cycloconverter •SCR Based cycloconverter •SCR based Chopper •SCR based buck (step dn), boost (set up), buck boost chopper Trainer should be safety aesthetically designed injection molded desk not wooden box (anti Green), not metallic box (Corrosive and shock possibility for the students). |  |  |  |  | 0 |  | 0 |  |  |  | 0
| 3 Phase High Voltage Thyristor Control Trainer Features: • Facilitates easy & safe wiring by students due to use of 4mm sturdy Shrouded banana patch cords & shrouded socket arrange-ments for high voltage circuits •Each panel has ABS molded plastic sturdy enclosure, & colorful screwless overlays showing circuits diagrams & its connection tag numbers for easy understanding & connection 4. Set of Instructor Guide & Student Workbook • Set of Instructor Guide & Student Workbook. • Supplied with power scope attachment to any lab CRO for H V Differential voltage off- ground measurements. • Trainer should be modular panels for easy site servicing not close control; panel box no wiring should not be there & shrouded 4 mm banana patch cords & shrouded sockets arrangements for the safety of the students TECHNICAL SPECIFICATIONS Input 3 phase DOL Starter panel • 4 Pole MCB of 415V/4A. • DOL 9A contactor with 230V/50Hz/11VA COIL. •Bimetallic thermal O/L relay with range 1.4A-2.3A. DC voltmeter & DC ammeter panel •DC voltmeter (0-600V) •DC Ammeter (0-5A) with polarity protection diode Lamp Load 230V/15/40/60/100W X3 bulbs with individual ON/OFF using 6A toggle switch. Inductive (L) Load •Inductive load=0.75W/3H/300mAX3Nos. 3 Ph. Bidirectional power cum Energy meter panel • Bidirectional Multifunction • 3 Phase ¾ wire, 415V CT Input 5A • LCD/LED display, Aux. supply 230V, 45-65 Hz, 5W • V, I, Hz, Pf, KVA, KW, KWh •Modbus RTU RS 485 6 SCR Firing/Synchronizing Panel • Mode selection switches (3 nos) to select cyclo converter, converter or disable. • Cosine firing scheme to facilate linear control for better harmonic ripple control. • Cyclo converter frequency generator 25Hz/12.5Hz/6.25Hz •Mode selection switched (3 Nos.) to select Cyclo converter frequencies, converter mode or disable. • In built firing angle control pot. • Facility to apply external 0 to 2.5V signal from DAC to control firing angle. |  |  |  |  | 0 |  | 0 |  |  |  | 0
| 6 SCR/Diode Power Module •Consist of 6 SCR [Anode to body type] with PIV rating 1200V/25A. •6 Diode with PIV rating of 1200V/16Amp •6 No. of uncommitted Snubbers for protection of thyristors consisting of capacitor 0.1uF/1000V & 100E/5Wceramic resistors. External Interface : I/P Fault Switches : 3 Nos. PTs arranged in circuit 230V: 12-0-12@50mA List of Experiment 1) Working with 3 Phase HVDC : a) 3 Ph. half wave uncontrolled converter with Resistive load using diodes. b) 3 Ph. full wave diode bridge (uncontrolled converter) with Resistive load. c) Study of SCR firing circuits in 3-ph. converter environment. d) 3 Ph. half / fully wave fully controlled / half controlled SCR converter with Resistive Load. 2) Working with 3 Phase AC Voltage Control : a)Study of SCR firing circuits in 3 ph. AC voltage control. b) 3 Ph. AC voltage controller with resistive load using SCRs. c) 3 Ph. Induction motor speed control using SCR based AC voltage controller. d. 3 Ph. AC voltage controller fed Induction motor Drive. 3) Working with 3 Ph. Cyclo-Converter : a) Study of SCR firing circuits in 3 ph. Cyclo converter. b) 3 ph. cycloconverter with resistive load. Inclusive of 3 Years of onsite warranty and trainer should be modular panels for easy site servicing not close control; panel box no wiring should not be there and shrouded 4 mm banana patch cords and shrouded sockets arrangements for the safety of the students. |  |  |  |  | 0 |  | 0 | 1 |  |  | 0
5 | Single phase and three phase Inverter Features Ø Aesthetically designed injection molded electronic desk. Ø Master unit carrying useful experiment resources like line Synchronized firing circuits, Power supplies, lamp load, RLC loads, Battery Charging supply etc. while the central slot will hold replaceable experiment panels. Ø Each multi experiment panel is secured in an ABS molded plastic sturdy enclosure, and has colorful screw less overlay showing circuit & Connection through Sturdy 4mm Banana Sockets & Patch Chords. Ø Set of User Guide provided with each unit. Power Scope · Accessory for any Lab CRO for off ground differential measurements upto 1000Vdc to facilitate checking inverter / converter waveform. Master Unit Built in power supply • DC supply : + 12V, 500mA, | 567706 | 1 | 567706 |  | 0 | 0 | 0 | 1 | 567706 |  | 0 |  |  | 1 | 567706
| • Unregulated Power supply 17V / 750mA, • Regulated 7VDC to 14VDC/3A O/P is provided as 12V Battery charging supply. In absence of battery, same may be used as simulated battery source to run experiments on inverters etc. • Isolated DC supply +12V/ 300amA with isolated common. • On board Inverter transformer of Primary & Secondaries: 12-11-0-11- 12/3A. • On board o/p to Isolated Drive Circuit AC supply • 230V AC line voltage is made available on two banana 4mm sockets as well as 1.5A fuse extender for variac if used. • Aux DC Power Supply : (Useful as field / armature supply for DC motor) • Variable upto 200Vdc/0.5Amp (Phase controlled Thyristor half bridge) • Field ON/OFF control with field failure relay & over current protection circuit. LSPT Panel consisting of • Two pulse transformers of 1:1:1 are provided for isolation & supplying firing pulses along with required DC Power supply to experiment panel under test through 15 pin female 'D' connector. • Selector switch of 2 pole 6 way for selecting different types of firing pulses like out of phase inverter firing using LM3525 with dead time, freq. Control in freq variation from 170 Hz to 250Hz, 12.5/25/6..25 Hz Frequency gated with High Frequency (3KHz) for Cycloconverter, line Synchronized UJT firing for converter and pulse width R-L-C Load Panel •Load resistor of 10ohm/ 40W and 100ohm / 10W - 1No.each •Centre tapped 3A choke 4mH/ 16mH each -2Nos. •DC choke 0-100-200 mH/750mA- 1No. •Commutation capacitors of 10uF/100V - 4Nos. •AC Paper capacitor of 4uF/440V - 1No. •DC Cap 220uF / 63V- 1No. •Diode BYT 71 (5407)- 1 No. •On board Lamp load of 15W/ 230VAC provided Accessories: •15 pin D connector cable assembly, •4mm patchcords : 100mm X 10 Nos & 500mm X 20 Nos. CON / INV Panel •SCR Converters - Provided with sturdy 800V/12A SCRs (4nos) with uncommitted snubbers, 6A diodes (2nos) commutation switch, 47µF/450V cap, Ramp Cosine firing circuit. However actual working currents are limited to 3A (max) for safety. •Half Wave & Full Wave Fully Controlled converter •AC Voltage Controller using Lamp •SCR Controlled Converter 1 phase with R-L Load |  |  |  |  | 0 |  | 0 |  |  |  | 0
| •Effect of Free Wheeling Diode on SCR converter performance with Inductive load. •Study of SCR converter (Open Loop) output with Inductance Input and Capacitance Input filters •Effect of Source Impedance on performance of SCR converters. •Study of closed loop SCR converters with Resistive Load. •Study of full wave -half controlled SCR bridge. •Resonant DC- DC converter. •Advanced firing Schemes •Study of H.F. gate type SCR triggering. •Study of relation between control voltage and SCR converter output DC voltage - using linear resistor controlled synchronized ramp firing (IC815 equivalent). •Study of Linear relation between control voltage and SCR converter output- using cosine firing scheme. •SCR forced Commutation Techniques •Study of forced commutation techniques for SCR, Class A,B,C,D,E,F •SCR based Inverters • SCR based Parallel Inverter. •SCR based series Inverter . •SCR based Bridge Inverter. •SCR based Mcmurray Bedford half bridge inverter. •Cycloconverter •SCR Based cycloconverter •SCR based Chopper •SCR based buck (step dn), boost (set up), buck boost chopper Trainer should be safety aesthetically designed injection molded desk not wooden box (anti Green), not metallic box (Corrosive and shock possibility for the students). 3 Phase Inverter Trainer FEATURES • includes reconfigurable hardware modules & individually replaceable power modules, which may be interconnected to construct 3 phase/ 1 phase inverter topologies. Moreover, the FPGA controller board is accessible to user, thereby facilitating quick verification & testing of new ideas. • use of hall sensors for voltage/current measurements. • Light weight yet sturdy, table top Aluminum profile modular flat demo panel setup, carrying various high voltage components housed in plastic modular panels with colorful overlays to minimize shock possibility & easy servicing. • Facilitates easy & safe wiring by students due to use of 4mm Shrouded banana patch cords for high voltage circuits. • Each panel has ABS molded plastic sturdy enclosure, & colorful screwless overlays showing circuits diagrams & its connection tag numbers for easy understanding & connections, experiments also set of Instructor Guide & |  |  |  |  | 0 |  | 0 |  |  |  | 0
| Student Workbook. • Trainer should be modular panels for easy site servicing not close control; panel box no wiring should not be there & shrouded 4 mm banana patch cords & shrouded sockets arrangements for the safety of the students Technical Specifications Aluminum profile modular flat demo panel rack (5X2) system, carrying various high voltage components housed in plastic enclosures (panel) to minimise shock possibility.0000000000 Instrumentation Power supply cum Multichannel DPM panel • ±12V/500 mA, +5V/300mA, Unregulated 17V dc/750 mA, line synchronizing signal, 13V / 3 Amp. • Multi channel DPM for digital display of parameters. • 20 pin FRC power bus to supply power to neighboring panel. 8 IGBT Power & sensing panel Consisting of • 1200V/40A IGBT with opto isolated (LV) TTL compatible driver circuit & individual heat sink with built in isolated DC power supply for gate drive - 8 nos. • Current measurement AC (12 nos) & DC (1no) using Hall sensors (Max I/P up to 20A, 50/60Hz), Isolation up to 2KV, O/P = 0-3V for controller feedback. • Voltage measurement AC (3 nos) & DC (1no) using hall sensors (Max I/P 10-500V, 50/60Hz), Isolation up to 2KV, O/P = 0-3V for controller feedback. • 2 nos of relays for ON/OFF control of I/P & O/P under /uc control. • DC link supply for inverter 300V/5A. • May be used in manual mode using SG3525 PWM controller (1 phase application) as well as from DSP/FPGA controller ( User selectable choice of controller). FPGA based controller panel SPARTAN III (XC3S50AN) • 16MHz crystal operated multi-output clock source to operate various resources on Mother Board like CPU, Baud rate, Timer/Counter etc. • 6 LVTTL gate drive outputs to & 6 status feedback inputs from 6 nos IGBT power modules through 26 pin FRC cable. • 2 digital outputs for ON/OFF Relay control & one for controller ON led. • opto isolated 3 inputs for encoder/ hall sensors from PMSR/BLDC & 1 input for DC bus fault interrupt. AC voltmeter panel • Voltmeter range: 500V • 1 pole 4 way switch to select line voltage for three phase Dual range AC ammeter panel • Current range: 2A/6A selectable • 1 pole 7 way switch to select phase current to three phases Variable AC & DC supply panel • Variable O/P: AC 0-270V/3A for V/F manual setting Resistive load panel • DC resistors: 750E/600E/300E/212E/162E/125E/112E/100E /400W/8 |  |  |  |  | 0 |  | 0 |  |  |  | 0
| taps + OFF + separate 60E tap for DC series Gen. 3 phase Induction motor specs : 3 phase induction motor, ½ HP, 1500RPM, 3 terminal (star 440Vac/0.5A) motor with Hand held Tachometer for speed measurement Accessories: Power scope, BNC to BNC cables x 2 nos., Tachometer List of Experiments : 1) Speed control of 3 Ph. Induction motor by varying frequency (0 to 70 Hz) & Voltage Inclusive of 3 Years of onsite warranty and trainer should be modular panels for easy site servicing not close control; panel box no wiring should not be there and shrouded 4 mm banana patch cords and shrouded sockets arrangements for the safety of the students. |  |  |  |  | 0 |  | 0 |  |  |  | 0
6 | Single phase cycloconverter Features Ø Aesthetically designed injection molded electronic desk. Ø Master unit carrying useful experiment resources like line Synchronized firing circuits, Power supplies, lamp load, RLC loads, Battery Charging supply etc. while the central slot will hold replaceable experiment panels. Ø Each multi experiment panel is secured in an ABS molded plastic sturdy enclosure, and has colorful screw less overlay showing circuit & Connection through Sturdy 4mm Banana Sockets & Patch Chords. Ø Set of User Guide provided with each unit. Power Scope · Accessory for any Lab CRO for off ground differential measurements upto 1000Vdc to facilitate checking inverter / converter waveform. Master Unit Built in power supply • DC supply : + 12V, 500mA, • Unregulated Power supply 17V / 750mA, • Regulated 7VDC to 14VDC/3A O/P is provided as 12V Battery charging supply. In absence of battery, same may be used as simulated battery source to run experiments on inverters etc. • Isolated DC supply +12V/ 300amA with isolated common. • On board Inverter transformer of Primary & Secondaries: 12-11-0-11- 12/3A. • On board o/p to Isolated Drive Circuit AC supply • 230V AC line voltage is made available on two banana 4mm sockets as well as 1.5A fuse extender for variac if used. • Aux DC Power Supply : (Useful as field / armature supply for DC motor) • Variable upto 200Vdc/0.5Amp (Phase controlled Thyristor half bridge) • Field ON/OFF control with field failure relay & over current protection | 51751 | 1 | 51751 |  | 0 |  | #VALUE! | 2 | 103502 |  | 0 |  |  | 1 | 51751
| circuit. LSPT Panel consisting of • Two pulse transformers of 1:1:1 are provided for isolation & supplying firing pulses along with required DC Power supply to experiment panel under test through 15 pin female 'D' connector. • Selector switch of 2 pole 6 way for selecting different types of firing pulses like out of phase inverter firing using LM3525 with dead time, freq. Control in freq variation from 170 Hz to 250Hz, 12.5/25/6..25 Hz Frequency gated with High Frequency (3KHz) for Cycloconverter, line Synchronized UJT firing for converter and pulse width R-L-C Load Panel •Load resistor of 10ohm/ 40W and 100ohm / 10W - 1No.each •Centre tapped 3A choke 4mH/ 16mH each -2Nos. •DC choke 0-100-200 mH/750mA- 1No. •Commutation capacitors of 10uF/100V - 4Nos. •AC Paper capacitor of 4uF/440V - 1No. •DC Cap 220uF / 63V- 1No. •Diode BYT 71 (5407)- 1 No. •On board Lamp load of 15W/ 230VAC provided Accessories: •15 pin D connector cable assembly, •4mm patchcords : 100mm X 10 Nos & 500mm X 20 Nos. CON / INV Panel •SCR Converters - Provided with sturdy 800V/12A SCRs (4nos) with uncommitted snubbers, 6A diodes (2nos) commutation switch, 47µF/450V cap, Ramp Cosine firing circuit. However actual working currents are limited to 3A (max) for safety. •Half Wave & Full Wave Fully Controlled converter •AC Voltage Controller using Lamp •SCR Controlled Converter 1 phase with R-L Load •Effect of Free Wheeling Diode on SCR converter performance with Inductive load. •Study of SCR converter (Open Loop) output with Inductance Input and Capacitance Input filters •Effect of Source Impedance on performance of SCR converters. •Study of closed loop SCR converters with Resistive Load. •Study of full wave -half controlled SCR bridge. •Resonant DC- DC converter. •Advanced firing Schemes •Study of H.F. gate type SCR triggering. •Study of relation between control voltage and SCR converter output DC voltage - using linear resistor controlled synchronized ramp firing (IC815 equivalent). •Study of Linear relation between control voltage and SCR converter output- using cosine firing scheme. |  |  |  |  | 0 |  | 0 |  |  |  | 0
| •SCR forced Commutation Techniques •Study of forced commutation techniques for SCR, Class A,B,C,D,E,F •SCR based Inverters • SCR based Parallel Inverter. •SCR based series Inverter . •SCR based Bridge Inverter. •SCR based Mcmurray Bedford half bridge inverter. •Cycloconverter •SCR Based cycloconverter •SCR based Chopper •SCR based buck (step dn), boost (set up), buck boost chopper Inclusive of 3 Years of onsite warranty and trainer should be safety aesthetically designed injection molded desk not wooden box (anti Green), not metallic box (Corrosive and shock possibility for the students). |  |  |  |  | 0 |  | 0 |  |  |  | 0
7 | Buck converter Features Ø Aesthetically designed injection molded electronic desk. Ø Master unit carrying useful experiment resources like line Synchronized firing circuits, Power supplies, lamp load, RLC loads, Battery Charging supply etc. while the central slot will hold replaceable experiment panels. Ø Each multi experiment panel is secured in an ABS molded plastic sturdy enclosure, and has colorful screw less overlay showing circuit & Connection through Sturdy 4mm Banana Sockets & Patch Chords. Ø Set of User Guide provided with each unit. Power Scope · Accessory for any Lab CRO for off ground differential measurements upto 1000Vdc to facilitate checking inverter / converter waveform. Master Unit Built in power supply • DC supply : + 12V, 500mA, • Unregulated Power supply 17V / 750mA, • Regulated 7VDC to 14VDC/3A O/P is provided as 12V Battery charging supply. In absence of battery, same may be used as simulated battery source to run experiments on inverters etc. • Isolated DC supply +12V/ 300amA with isolated common. • On board Inverter transformer of Primary & Secondaries: 12-11-0-11- 12/3A. • On board o/p to Isolated Drive Circuit AC supply • 230V AC line voltage is made available on two banana 4mm sockets as well as 1.5A fuse extender for variac if used. • Aux DC Power Supply : (Useful as field / armature supply for DC motor) • Variable upto 200Vdc/0.5Amp (Phase controlled Thyristor half bridge) | 51751 | 1 | 51751 | 1 | 51751 | 0 | #VALUE! |  |  |  | 0 |  |  | 1 | 51751
| • Field ON/OFF control with field failure relay & over current protection circuit. LSPT Panel consisting of • Two pulse transformers of 1:1:1 are provided for isolation & supplying firing pulses along with required DC Power supply to experiment panel under test through 15 pin female 'D' connector. • Selector switch of 2 pole 6 way for selecting different types of firing pulses like out of phase inverter firing using LM3525 with dead time, freq. Control in freq variation from 170 Hz to 250Hz, 12.5/25/6..25 Hz Frequency gated with High Frequency (3KHz) for Cycloconverter, line Synchronized UJT firing for converter and pulse width R-L-C Load Panel •Load resistor of 10ohm/ 40W and 100ohm / 10W - 1No.each •Centre tapped 3A choke 4mH/ 16mH each -2Nos. •DC choke 0-100-200 mH/750mA- 1No. •Commutation capacitors of 10uF/100V - 4Nos. •AC Paper capacitor of 4uF/440V - 1No. •DC Cap 220uF / 63V- 1No. •Diode BYT 71 (5407)- 1 No. •On board Lamp load of 15W/ 230VAC provided Accessories: •15 pin D connector cable assembly, •4mm patchcords : 100mm X 10 Nos & 500mm X 20 Nos. IGBT / MOSFET Inverter Panel •Provided with uncommitted MOSFET (800V/7.8A, 2No.) IGBT (600V/6.5A, 2 No.) brought out on Banana sockets, LM3525 based PWM converter to generate 200-2000Hz inverter frequency as well as duty cycle control, 1 No. optoisolated driver & 1 no. additional opto Drive provided on Topboard for Chopper etc. •Switching characteristics of MOSFET / IGBT •MOSFET / IGBT based 4 types of Chopper - Buck, Boost, Buckboost, Cuck. •MOSFET / IGBT push pull and half bridge inverter 200/2000Hz. Inclusive of 3 Years of onsite warranty and trainer should be safety aesthetically designed injection molded desk not wooden box (anti Green), not metallic box (Corrosive and shock possibility for the students). |  |  |  |  | 0 |  | 0 |  |  |  | 0
8 | Boost converter Features Ø Aesthetically designed injection molded electronic desk. Ø Master unit carrying useful experiment resources like line Synchronized firing circuits, Power supplies, lamp load, RLC loads, Battery Charging supply etc. while the central slot will hold replaceable experiment panels. Ø Each multi experiment panel is secured in an ABS molded plastic sturdy enclosure, and has colorful screw less overlay showing circuit | 51751 | 1 | 51751 | 1 | 51751 | 0 | #VALUE! |  |  |  | 0 |  |  | 1 | 51751
| & Connection through Sturdy 4mm Banana Sockets & Patch Chords. Ø Set of User Guide provided with each unit. Power Scope Accessory for any Lab CRO for off ground differential measurements upto 1000Vdc to facilitate checking inverter / converter waveform. Master Unit Built in power supply • DC supply : + 12V, 500mA, • Unregulated Power supply 17V / 750mA, • Regulated 7VDC to 14VDC/3A O/P is provided as 12V Battery charging supply. In absence of battery, same may be used as simulated battery source to run experiments on inverters etc. • Isolated DC supply +12V/ 300amA with isolated common. • On board Inverter transformer of Primary & Secondaries: 12-11-0-11- 12/3A. • On board o/p to Isolated Drive Circuit AC supply • 230V AC line voltage is made available on two banana 4mm sockets as well as 1.5A fuse extender for variac if used. • Aux DC Power Supply : (Useful as field / armature supply for DC motor) • Variable upto 200Vdc/0.5Amp (Phase controlled Thyristor half bridge) • Field ON/OFF control with field failure relay & over current protection circuit. LSPT Panel consisting of • Two pulse transformers of 1:1:1 are provided for isolation & supplying firing pulses along with required DC Power supply to experiment panel under test through 15 pin female 'D' connector. • Selector switch of 2 pole 6 way for selecting different types of firing pulses like out of phase inverter firing using LM3525 with dead time, freq. Control in freq variation from 170 Hz to 250Hz, 12.5/25/6..25 Hz Frequency gated with High Frequency (3KHz) for Cycloconverter, line Synchronized UJT firing for converter and pulse width R-L-C Load Panel •Load resistor of 10ohm/ 40W and 100ohm / 10W - 1No.each •Centre tapped 3A choke 4mH/ 16mH each -2Nos. •DC choke 0-100-200 mH/750mA- 1No. •Commutation capacitors of 10uF/100V - 4Nos. •AC Paper capacitor of 4uF/440V - 1No. •DC Cap 220uF / 63V- 1No. •Diode BYT 71 (5407)- 1 No. •On board Lamp load of 15W/ 230VAC provided Accessories: •15 pin D connector cable assembly, •4mm patchcords : 100mm X 10 Nos & 500mm X 20 Nos. |  |  |  |  | 0 |  | 0 |  |  |  | 0
| IGBT / MOSFET Inverter Panel •Provided with uncommitted MOSFET (800V/7.8A, 2No.) IGBT (600V/6.5A, 2 No.) brought out on Banana sockets, LM3525 based PWM converter to generate 200-2000Hz inverter frequency as well as duty cycle control, 1 No. optoisolated driver & 1 no. additional opto Drive provided on Topboard for Chopper etc. •Switching characteristics of MOSFET / IGBT •MOSFET / IGBT based 4 types of Chopper - Buck, Boost, Buckboost, Cuck. •MOSFET / IGBT push pull and half bridge inverter 200/2000Hz. Inclusive of 3 Years of onsite warranty and trainer should be safety aesthetically designed injection molded desk not wooden box (anti Green), not metallic box (Corrosive and shock possibility for the students). |  |  |  |  | 0 |  | 0 |  |  |  | 0
9 | Buck –boost converter Features Ø Aesthetically designed injection molded electronic desk. Ø Master unit carrying useful experiment resources like line Synchronized firing circuits, Power supplies, lamp load, RLC loads, Battery Charging supply etc. while the central slot will hold replaceable experiment panels. Ø Each multi experiment panel is secured in an ABS molded plastic sturdy enclosure, and has colorful screw less overlay showing circuit & Connection through Sturdy 4mm Banana Sockets & Patch Chords. Ø Set of User Guide provided with each unit. Power Scope · Accessory for any Lab CRO for off ground differential measurements upto 1000Vdc to facilitate checking inverter / converter waveform. Master Unit Built in power supply • DC supply : + 12V, 500mA, • Unregulated Power supply 17V / 750mA, • Regulated 7VDC to 14VDC/3A O/P is provided as 12V Battery charging supply. In absence of battery, same may be used as simulated battery source to run experiments on inverters etc. • Isolated DC supply +12V/ 300amA with isolated common. • On board Inverter transformer of Primary & Secondaries: 12-11-0-11- 12/3A. • On board o/p to Isolated Drive Circuit AC supply • 230V AC line voltage is made available on two banana 4mm sockets as well as 1.5A fuse extender for variac if used. • Aux DC Power Supply : (Useful as field / armature supply for DC motor) • Variable upto 200Vdc/0.5Amp (Phase controlled Thyristor half bridge) • Field ON/OFF control with field failure relay & over current protection | 51751 | 1 | 51751 |  | 0 |  | #VALUE! | 1 | 51751 |  | 0 |  |  | 1 | 51751
| circuit. LSPT Panel consisting of • Two pulse transformers of 1:1:1 are provided for isolation & supplying firing pulses along with required DC Power supply to experiment panel under test through 15 pin female 'D' connector. • Selector switch of 2 pole 6 way for selecting different types of firing pulses like out of phase inverter firing using LM3525 with dead time, freq. Control in freq variation from 170 Hz to 250Hz, 12.5/25/6..25 Hz Frequency gated with High Frequency (3KHz) for Cycloconverter, line Synchronized UJT firing for converter and pulse width R-L-C Load Panel •Load resistor of 10ohm/ 40W and 100ohm / 10W - 1No.each •Centre tapped 3A choke 4mH/ 16mH each -2Nos. •DC choke 0-100-200 mH/750mA- 1No. •Commutation capacitors of 10uF/100V - 4Nos. •AC Paper capacitor of 4uF/440V - 1No. •DC Cap 220uF / 63V- 1No. •Diode BYT 71 (5407)- 1 No. •On board Lamp load of 15W/ 230VAC provided Accessories: •15 pin D connector cable assembly, •4mm patchcords : 100mm X 10 Nos & 500mm X 20 Nos. CON / INV Panel •SCR Converters - Provided with sturdy 800V/12A SCRs (4nos) with uncommitted snubbers, 6A diodes (2nos) commutation switch, 47µF/450V cap, Ramp Cosine firing circuit. However actual working currents are limited to 3A (max) for safety. •Half Wave & Full Wave Fully Controlled converter •AC Voltage Controller using Lamp •SCR Controlled Converter 1 phase with R-L Load •Effect of Free Wheeling Diode on SCR converter performance with Inductive load. •Study of SCR converter (Open Loop) output with Inductance Input and Capacitance Input filters •Effect of Source Impedance on performance of SCR converters. •Study of closed loop SCR converters with Resistive Load. •Study of full wave -half controlled SCR bridge. •Resonant DC- DC converter. •Advanced firing Schemes •Study of H.F. gate type SCR triggering. •Study of relation between control voltage and SCR converter output DC voltage - using linear resistor controlled synchronized ramp firing (IC815 equivalent). •Study of Linear relation between control voltage and SCR converter output- using cosine firing scheme. |  |  |  |  | 0 |  | 0 |  |  |  | 0
| •SCR forced Commutation Techniques •Study of forced commutation techniques for SCR, Class A,B,C,D,E,F •SCR based Inverters • SCR based Parallel Inverter. •SCR based series Inverter . •SCR based Bridge Inverter. •SCR based Mcmurray Bedford half bridge inverter. •Cycloconverter •SCR Based cycloconverter •SCR based Chopper •SCR based buck (step dn), boost (set up), buck boost chopper Inclusive of 3 Years of onsite warranty and trainer should be safety aesthetically designed injection molded desk not wooden box (anti Green), not metallic box (Corrosive and shock possibility for the students). |  |  |  |  | 0 |  | 0 |  |  |  | 0
10 | Three phase VVVF control of Induction machine Salient Features • Easy & safe wiring by students due to 4mm sturdy shrouded banana patch cords & shrouded socket arrangement for high voltage circuits. • Facilitates easy learning about operative characteristics of ubiquitous squirrel cage induction motor. • Each panel has ABS molded plastic sturdy enclosure, & colorful screw less overlays showing circuit diagram & its connection tag numbers for easy understanding & connections. • Set of Instructor Guide & Student Workbook. Technical Specifications Aluminum profile sturdy Modular flat demo panel system (table top), carrying various high voltage components housed in plastic enclosures (panel) to minimize shock possibility. 1) 1 ph. Motor, Alternator & Sync. Motor Panel 1 ph. MCBs of 4A/1.6A - 2nos, bulb load. 2) Integrated AC (1 phase) measurement panel • Bidirectional Multifunction Meter • 3 Phase 3/4 wire, 415V, CT Input 5A • LCD/LED display, Aux supply 230V, 45-65 Hz, 5W • V.I., Hz, Pf, KVA, KW,KWH • Modbus RTU RS 485 3) AC voltmeter panel • Voltage range : 300V • 1 pole 4 way switch to select line voltage for three phase 4) Dual range AC ammeter panel • Current range:2A/6A selectable . • 1 pole 7 way switch to select phase current for three phase 5) IGBT Controlled AC Drive panel 1) Input voltage: 230VAC. 50Hz 2) Output voltage: 3 phase 200 to 230VAC | 251163 | 1 | 251163 |  | 0 |  | #VALUE! | 1 | 251163 |  | 0 |  |  | 1 | 251163
| 3) Range (Frequency Control) : 0.1 Hz to 100 (400)Hz 4) Control Mode :Sine Wave PWM 5) Capacity : 2HP 6) With Reverse & Forward Direction 7) Mech: Double length for 2HP 6) Motor specifications : 3 phase squirrel cage induction motor, 2 HP 4 pole, 1500RPM, 6 terminal (delta 220Vac/star 440Vac) motor with Hand held Tachometer for speed measurement 8) List of Experiments : • Study of Speed-Torque Characteristics of 3 Ph. Squirrel Cage Induction Motor & to verify constant v/f ratio • [VFD I/P = 230VAC L-N, O/P=220VAC L-L] • Study of Speed-Torque Characteristics of 3 Ph. Squirrel Cage Induction Motor & to verify constant v/f • [VFD I/P = 415VAC L-L, O/P=415VAC L-L] • Study of efficiency of AC motor. Inclusive of 3 Years of onsite warranty and trainer should be modular panels for easy site servicing not close control; panel box no wiring should not be there and shrouded 4 mm banana patch cords and shrouded sockets arrangements for the safety of the students. |  |  |  |  | 0 |  | 0 |  |  |  | 0
11 | Solar power generation system trainer Salient Features • Table top aluminum profile modular flat demo panel rack with tiltable lockable frame 0-90° in steps to mount various types of SPV modules. Employs 1000W halogen lamps as variable intensity sun simulator. • NISE/DGET curriculum based laboratory experiments supported. Useful for laboratory experimental learning by students in renewable energy basics, energy conservation, charge controller, storage system etc. • Closed loop temperature control using peltier module to study temperature effect on solar cell characteristics. • Set of Instructor Guide & Student Workbook. • Trainer should be modular panels for easy site servicing not close control; panel box no wiring should not be there & shrouded 4 mm banana patch cords & shrouded sockets arrangements for the safety of the students Technical Specifications SPV Stand- 2 Nos. • SPV module details (Specification subject to change) Instrumentation power supply cum multichannel DPM panel • +12V, -12V, @500 mA. & +5V@300 mA. • Multi channel DPM for temperature display. • 20 pin FRC power bus to supply power to neighboring SCR actuator cum sensor signal conditioning panel | 613305 | 1 | 613305 |  | 0 |  | 0 | 1 | 613305 |  | 0 |  |  | 1 | 613305
| SPV rating W/V/A/No. of cells per module 1. 20/21/1.2/36- SPV dim. (HXWXT) : 485x350x22 Rack dim. (HXWXD) : 910x530x300 Profile size: 30x30 SPV stands : 2 Seriesl /Parallel: Series Max Rating: 40W/42V Default: Yes • SCR based AC controller to set intensity of halogen lamp. • Supports signal conditioning circuit for temperature to give output 0- 2.5Vdc. D) Main rack - 1 No. Consists of table top aluminium profile rack (45x45) holding various panels DC Application panel • Common 12V DC fan for both solar cell & SPV • Separate LED lamps for 3V solar cell & 12V SPV DC voltmeter & DC Ammeter panel • DC voltmeter (0-50V) • DC ammeter (0-5A) with polarity protection diode. • Stand-alone Inverter Panel • I/P DC voltage-10-15Vdc, O/P AC voltage- 230Vac • O/P power rating- 210 VA MPPT Charge Control Panel • Rated voltage- 12Vdc, Max current- 6A • Max PV voltage-15V • Min PV voltage-10V • Battery rated voltage- 12V, Capacity- 7Ah • Battery type- Lead acid Lamp load panel 230V/15/40/60/100W x 3 bulbs with individual ON/OFF using 6A toggle switches. AC voltmeter & AC ammeter panel Voltmeter: 300V, Ammeter: 0.5A Rheostat as load for SPV modules (600E/1A)- 1 no List of experiments : 1) To demonstrate the I-V & P-V module with varying radiation & temperature level 2) To demonstrate the I-V & P-V characteristics of series combination of PV module 3) To demonstrate the I-V & P-V characteristics of parallel combination of PV module |  |  |  |  | 0 |  | 0 |  |  |  | 0
| 4) To show the effect of variation in tilt angle on module power 5) To demonstrate effect of shading on module output power 6) To demonstrate the working of diode as blocking diode 7) To draw charging & discharging characteristics of battery 8) Observe the O/P waveform of inverter in auto mode 9) Workout power flow calculations of standalone PV system AC load with battery 10) Workout power flow calculation of standalone PV system DC load with battery 11) Find MPP by varying the resistive load across the PV panel 12) To study effect of shading on the O/P of solar panel 13) To study battery characteristics 14) To understand & determine the DC flow in a solar system 15) To understand how a solar PV standalone system works 16) To determine power flow in a solar system Inclusive of 3 Years of onsite warranty and trainer should be modular panels for easy site servicing not close control; panel box no wiring should not be there and shrouded 4 mm banana patch cords and shrouded sockets arrangements for the safety of the students. |  |  |  |  | 0 |  | 0 |  |  |  | 0
12 | Different types of braking system for Induction machine( Dynamic , Plugging, Regenerative) Features • Student can study different types of AC & DC motor braking methods. • AC & DC motors are mounted on finely painted sturdy base frame with fly wheel. • Facilitates easy & safe wiring by students due to use of 4mm sturdy shrouded banana patch cords & socket arrangements. • Set of Students workbook & Instructors Guide. Technical Specifications Aluminum profile sturdy flat panel (table top) system, carrying various high voltage components housed in plastic enclosures (panel) to minimise shock possibility. Input 3 phase DOL Starter panel • 4 pole MCB of 415 V/2A .RYB three colour phase indicators. • DOL 9A Contactor with 230V / 50 Hz / 11VA COIL . • Bimetallic thermal O/L relay with range 1.4A - 2.3A . Integrated AC (3/1 phase) measurement panel • Digital meter (96X96mm) for measurement of 3Ø & 1Ø parameters. • Voltage line to line & line to neutral. • Current for all 3Ø up to 5A. • Power factor, frequency, watts, VAR, VA & energy in Kwhr. Variable AC/DC power Supply Panel • AC output 0 to 270V / 3 Amp. • DC output 0 to 230V / 3 Amp. DC ammeter panel | 319308 | 1 | 319308 |  | 0 |  | #VALUE! |  |  |  | 0 |  |  | 1 | 319308
| • DC Ammeter (0-5A) with polarity protection diode • Field failure relay to control Armature supply. Both 6A/6B needed simultaneously. Timer & Elapsed Time Counter panel • Needs 1 phase Aux. supply for its operation • Consists of contactor with 4 NO & 4 NC contacts & 4 relays with NO, NC. • Elapsed time counter range 999.001 sec, resolution 1 msec. • 25?f/400V AC capacitors X 3 nos. for self excited braking. • Manually settable timer Aux supply: 2VA max 20/240Vac or 12/240Vdc operated supply coil Timer ON indication: LED. 1 relay NO contact Resistive load panel • AC resistors: 10K, 5K, 3.5K, 2.5K, 2K, 1.5K, 200W x 3 phases/ 6 taps Resistive 20E/200W rheostat mounted on horizontal profile of rack 3 Phase AC Integrated Machine Voltage : 415VAC, 50Hz Capacity/RPM /Terminals : 300W/4 Pole m/c / 1500RPM 10 terminals Rotor Construction: Star connected, four terminals including star point brought out on 4 slip rings mounted on shaft. Stator construction: Six terminals to be brought out to start the machine using STAR-DELTA starter. Winding Temp. :A embedded Thermistor brought out on 2 eyelets mounted on terminal box for monitoring winding temperature. Frame/ Mounting Shaft dia : 100 Frame, Chasis mounted 19mm dia. With easily swappable gear coupling DC Integrated (Foot mounted) Machine Voltage : Varm= 180V Vfield = 180V Capacity/RPM /Terminals : 300W/2 Pole m/c / 1500RPM 6 terminals Rotor Construction: Standard commutator / brush arrangement with laminated stack, brought out on 2 terminals Stator construction : Separately excited field winding with laminated solid yoke 2 pole & series winding brought out on 4 terminals. Winding Temp.: A embedded Thermistor brought out on 2 eyelets mounted on terminal box for monitoring winding temperature. List of Experiments : 1. To study the regenerative braking of 3 Phase AC motor 2. To study the AC dynamic braking of 3 Phase AC motor 3. To study the DC dynamic braking of 3 Phase AC motor 4. To study the self excited braking of 3 Phase AC motor 5. To study the zero sequence braking of 3 Phase AC motor 6. To study the rheostatic braking of separately excited DC motor. 7. To study the Plugging of separately excited DC motor. 8. To study load equalization by flywheel for intermittent duty cycle. Inclusive of 3 Years of onsite warranty and trainer should be modular panels for easy site servicing not close control; panel box no wiring |  |  |  |  | 0 |  | 0 |  |  |  | 0
| should not be there and shrouded 4 mm banana patch cords and shrouded sockets arrangements for the safety of the students. |  |  |  |  | 0 |  | 0 |  |  |  | 0
13 | Wind Energy Trainer Technical Specifications •Table top wind tunnel with side/ top covers having transparent viewing window & protection cage to facilitate identification of components of windmill. • 3 phase motor with axial fan blades as blower to simulate variable wind. • VFD to control speed of motor/ blower with continuously variable speed to set wind speed. •Renewable energy basics, energy conservation, charge controller, storage system & invertor etc. •Converting kinetic wind energy into electrical energy in laboratory using BLDC generator. •500mm cuboid using aluminium profile, 2 such racks connected each other to form wind tunnel containing wind blower & wind turbine. •Pitching & yawing provision provided. Wind turbine mounted on Pillar with bearing to facilitate yawing. • Set of Instructor Guide & Student Workbook. Technical Specifications A) Wind turbine & Wind blower Wind turbine • O/P wattage- 100W • O/P voltage- 75V • O/P current- 2A • Blade dia. 550mm x 6 nos. •Nut & screw arrangement for pitching • Mounted on rotating table to facilitate yawning, tail length= 250mm Wind blower - 1 No. • 3 phase 4 pole induction motor with 19f shaft • Rated star 415VAC & Delta 230VAC, 1HP, 50Hz, 1450 RPM • Blade dia. 550mm x 6 nos. Digital anemometer - 1 No. • Anemometer to measure air flow with digital display (0.5", 4 digit LCD) • Measurement units- Air velocity: m/s, km/h, ft/min, knots • Measurement units- Air flow: CMM (m3/min), CFM (ft3/min) • Dimension/Wt.- 156x67x28mm/ 260g B) Main rack/ Control unit Consists of table top aluminium profile rack (45x45) in 4x3 matrix holding various panels as below Single phase supply panel • Single phase MCBs of 10A • Lamp load IGBT controlled AC drive panel • Input voltage: 230VAC, 50Hz • Output voltage: 3 phase 200 to 230VAC | 876150 | 1 | 876150 |  | 0 | 0 | 0 |  |  |  | 0 |  |  | 1 | 876150
| • Range (frequency control): 0.1Hz to 100Hz (50Hz factory set) • Control mode: Sine wave PWM • Capacity: 2HP with reverse & forward direction • DC Application panel (St3)- 1 no •12V LED lamp/ LED strip & fan. Charge controller Panel • Rated voltage- 24Vdc, Max current- 6A • Max generator voltage-25V • Min generator voltage-20V • Battery Capacity- 7Ah • Battery rated voltage- 12V • Battery type- Lead acid Stand- alone Inverter panel I/P DC voltage-10-15Vdc, O/P AC voltage- 2 30Vac O/P power rating- 210VA / 500VA DC voltmeter & DC ammeter panel • DC voltmeter (0-50V) • DC ammeter (0-5A) with polarity protection diode. AC voltmeter & AC ammeter panel Voltmeter: 300V, Ammeter: 0.5A Lamp load panel 230V/15/40/60/100W x 3 bulbs with individual ON/OFF using 6A toggle switches. Rheostat for generator loading (600E/1A)- 1 no List of experiments 1) To study characteristics of wind velocity & generator power. 2) To analyze effect of pitching (blade angles) on performance of wind turbine. 3) To study yawing due t• change in direction of wind. 4) To perform experiment to study working of inverter & calculate its efficiency. 5) To study VI characteristics of wind turbine. 6) To study working of MPPT charge controller. 7) To study working of DC application (load). Inclusive of 3 Years of onsite warranty and trainer should be modular panels for easy site servicing not close control; panel box no wiring should not be there and shrouded 4 mm banana patch cords and shrouded sockets arrangements for the safety of the students. |  |  |  |  | 0 |  | 0 |  |  |  | 0
TOTAL |  |  |  | 3156807 | [7 empty] | 0
BASIC ELECTRONICS LAB | [11 empty] | 0
Sr. No | Items Specifications | Qty=1 Approx Price | Qty | Total
1 | Universal Breadboard trainer kit Salient Features •Aesthetically designed injection molded electronic desk. • Master unit carrying useful experiment resources Variable Power supplies / Status / Pulsar / Function Generator, DPMs etc. while the central slot will hold various replaceable experiment panels. • Connection through Sturdy 4mm Banana Sockets & Patch Cords. • Hands on learning by constructing circuits using built in power bread board panel as well as using Discrete component panel. • Set of Users Guide provided with each Unit. •If you need components for circuit practice buy overlay learning system specified below. Specifications • Built in Power Supply • DC. Power Supply : 5V / 1A ± 15V, 150mA [variable] Variable : 0 - + / -12V 150mA, AC 12 - 0 - 12, 150mA AC • Built in Function Generator • Output Waveform - Sine, Triangle & Square / TTL Output Frequency - 1 Hz to 200KHz in 6 ranges, with amplitude & frequency control pots. O/P Voltage 20V p-p max. • Clock Generator : 10 MHz TTL clock. • Input Data Switches & output LED status indicators for • High/Low indication (15+1) No. • Pulser switches (2 nos.) With four debounced outputs..2no. • Fixed TTL (5V) clocks : 4 Nos. 1KHz, 100Hz, 5Hz, 1Hz • Logic probe to detect High/Low level pulses upto 1MHz, with bi-colour LEDs to indicate status. • 2 digit 7 segment display with BCD to 7 segment decoder. • LED BAR graph with 10 LED indicator to display 0-2.5V or 0-4V input. • Onboard DPM is provided with mode selection. • DC volt / current - 200mA/20V ...... ...1no. Onboard speaker - 8 Ohms, 0.5 Watt (1no.) • Onboard POTS. .1K(1no.) & 1M(1no.) • Built in bread board panel with 1280 tie points & 400 distribution points totalling to 1680 points along with 4mm banana sockets for tapping from the trainer +5V, +12V, GND for the circuits to be assembled on bread board using single stand (#22/24)wire. • 20 Pin ZIF socket •Operating Voltage : 230V ±10%, 50Hz/35AOperating Voltage : 230V ±10%, 50Hz/35A Inclusive of 3 Years of onsite warranty and trainer should be safety aesthetically designed injection molded desk not wooden box (anti | 21904 | 6 | 131424 |  | 0 |  | #VALUE! | 1 | 21904 | 1 | 21904 |  |  |  |  | 6 | 131424
| Green), not metallic box (Corrosive and shock possibility for the students). |  |  |  |  | 0 |  | 0 |  |  |  | 0
2 | DSO 100MHz 1GS/S COLOUR DIGITAL STORAGE OSCILLOSCOPE WITH FFT Specifications Horizontal •Bandwidth : DC - 100MHz •Channels : 2 •Bandwidth Limits : 20MHz (-3dB) •Sample Rate : 1GS/s •Sample Mode : Real Time •Sample Memory Dept: 40 K •Time base range : 4ns/div~80s/div •Time base accuracy : ±50ppm •Display Type : 7 inch LCD color ( 800X 480 pixels ) •Display Language : English Input •Mode : Sample, peak detect, averaging •Input coupling : DC, AC, GND, •Input impedance : 1MΩ ± 2% in parallel with 20pF ± 3pF •Probe attenuation factors: 1X, 10X, 100X, 1000X •Maximum input voltage: 300 VRMS ( 420V pk-pk ~ CAT I & CAT II ) Vertical •Vertical resolution : 8 bits •Vertical sensitivity : 2mV/div~5V/div (input to BNC) •Rising time (typical on BNC) : 3.5nS •Accuracy : ± 3% Trigger •Trigger Source : Ch1, CH2, Line, External •Trigger Modes : Auto, Normal, Single, Edge •Trigger Coupling : AC, DC, LF Reject, HF Reject •Trigger Sensitivity : DC to 100MHz: 200mV •Trigger Level Range : CH1,CH2 : ±8 Division from Center of Screen Interface •USB Measurement system •Automatic measurement Frequency, Period, Mean, Pk-Pk, Cyclic RMS, Minimum, Maximum, Rise Time, Fall Time, +Pulse width, -Pulse width, Delay 1-2 Rise, Delay 1-2 Rise, Delay 1-2 Fall, +Duty,-Duty, Vbase, Vtop,Vmid,Vamp, Overshoot, Preshoot, Preiod Mean, Preiod RMS, FOVShoot, RPREShoot, BWIDTH, FRF, FFR,LRR,LRF,LFR,LFF •Waveform math : + ,-, x,÷ •Waveform storage : 10 waveform, 10 setups •Lissajou's figure : Available | 77880 | 6 | 467280 | 1 | 77880 | 2 | 155760 | 1 | 77880 | 1 | 77880 |  |  |  |  | 6 | 467280
| •FFT window : Hanning, hamming, blackman, rectangle •FFT acquisition points : 1024 points Power Supply •AC230V, 50Hz |  |  |  |  | 0 |  | 0 |  |  |  | 0
3 | Diode and zenor diode charecteristics trainer kit Salient Features • Aesthetically designed injection molded electronic desk carrying useful experiment resources Variable Power supplies / Status / Pulsar / Function Generator, DPMs etc. while the central slot will carry replaceable experiment panel secured in an ABS molded plastic sturdy enclosure, & has colorful screw less overlay showing circuit & its connection tag numbers for easy connectivity. • Connection through Sturdy 4mm Banana Sockets & Patch Cords. •Hands on learning by constructing circuits using built in power bread board panel as well as using Discrete component panel. •Set of Users Guide provided with each Unit. specifications •Built in Power Supply : DC Supply :5V / 1A. & ± 12V, 1A. 0 to 15V DC (Variable), 100 mA (Isolated), 0 to 30V DC (Variable), 100 mA (Isolated High Volt DC 15V to 110V, 100Ma, AC Supply : 12-0-12V AC,150 mA. Short circuit Protected. •Built in Function Generator – O/p Waveform : Sine, Triangle & TTL O/Ps Output Frequency : 1 Hz to 1MHz in 6 ranges, with amplitude & frequency control pots. O/P Voltage 20Vp-p max. (Sin/TRG), Modulation I/P:AM : - I/P voltage + 5V (100% modulation) O/P - For 0V (min), + 5V (max.) - 5V (Phase reversal of O/P) FM : I/P voltage ± 400mV ( + 50% modulation) •Clock Generator : 10 MHz TTL clock. •Data Switches (10 No.) & bi-colour LED status indicators 10X2 Nos, for High / Low indication. •Pulser switches (2 Nos.) with four debounced outputs - 2No. •BNC to 2 channel banana adapter - 2No. •Logic probe to detect High/Low level pulses upto 1MHz, with bi-colour LEDs to indicate status. •2 / 4 digit 7 segment display with BCD to 7 segment decoder. •Onboard DPMs provided with mode/range selection. (A) DC volt : 2V/200V - 1No. (B) DC current : 2mA/200mA - 1No. (C) DC Volts/Current : 20V/200mA - 1No. •Onboard moving iron meters provided for (A) AC Current : 1 AMP - 1No. (B) AC Voltage : 15V - 1No. •Onboard speaker : 8 Ohms, 0.5 Watt (1No.) | 32126 | 4 | 128504 | 4 | 128504 | 1 | 32126 | 1 | 32126 | 1 | 32126 |  |  |  |  | 4 | 128504
| •Onboard POTS : 1K - 1No. 1M - 1No. •Operating Voltage: 220/240Vac switch settable ±10%, 50Hz/60VA. Semiconductor & Power Semiconductor Devices Experiment Panel : Characteristics of following devices : Silicon diode, Semiconductor Testing using Multimeter, Germanium diode, zener diode, LED, diac, bipolar transistor (NPN, PNP), Field Effect Transistor (FET), MOSFET, IGBT, UJT, Silicon Controlled Rectifier (SCR), Triac, Optocoupler, Thermistor, V-I Characteristics on CRO of SCR, Triac, Transistor as a Switch & MOSFET as a Switch. Band gap energy calculations. Inclusive of 3 Years of onsite warranty and trainer should be safety aesthetically designed injection molded desk not wooden box (anti Green), not metallic box (Corrosive and shock possibility for the students). |  |  |  |  | 0 |  | 0 |  |  |  | 0
4 | Function generator features: • Function selection using micro controller based programming. • Wide Frequency range : From 0.03 Hz to 10 MHz. • Bright 5 digit LED display for frequency & amplitude readout. • Easy selection of frequency range with touch panel keyboard with separate fine control. • Versatile waveforms : Sine, Triangle, Square, Ramp. facilitates of AM Balanced, AM (standard), FM, ASK, FSK, Pulse, TTL/CMOS, PWM etc. • DC offset control variable with offset enable. • 50 ohm output with step attenuator of maximum 20dB/40dB/Variable upto 75dB. • Useful for testing & measurement in the laboratory & on the field. • Designed to provide good quality signal while maintaining easy operability. • Internal / External frequency counter of 50MHz may be provided. Technical Specifications: FREQUENCY : • Frequency range : 0.03 Hz to 3 MHz, 10MHz for sine (Max. 6Vpp using 50 ohm termination) • Range selection : 8 ranges using touch panel Keyboard 7 x 3 matrix, 24 LEDS, fine control using 10T Pot. • Resolution: 0.1% of range using Fine key • Wave forms : Sine, Square, Triangle, TTL/CMOS, Ramp, Pulse O/P using duty cycle control, PWM O/P. DISPLAY WITH FREQ. /AMP. SELECTION • Frequency Display : 16x2 LCD display • Amplitude display: Display in Vpp with accuracy +3% : | 24338 | 6 | 146028 | 6 | 146028 | 2 | #VALUE! | 6 | 146028 | 1 | 24338 |  |  |  |  | 6 | 146028
| SINE OUTPUT • Trueness : +0.35V(10V reference) : SQUARE OUTPUT: • Symmetry : Symmetry : < +3% (at 1KHz), : • Rise time: Less than 50ns@1MHz : TRIANGLE OUTPUT Linearity : 99% @ 100KHz RAMP/PULSE OUTPUT: Duty cycle : 15% to 85% of cycle period. TTL / CMOSOUTPUT: Rise & Fall time: Less than < 20nsec : Output level : H> = 4.13, L <=0.26 (TTL), 3V to 15V variable [CMOS] : OUTPUT • Output voltage : 400mV to 20Vpp settable through Amplitude Control Knob. (variable attenuation upto -35dB) • O/P Impedance : 50 ohm O/P • Offset with enable: ±10VDC (variable) with enable can be used as DC output if amplitude set to minimum. ATTEUNATOR : • Attenuation : -20dB 40dB 75dB Selection with attenuator enable FREQUENCY MODULATION : • Input voltage : +30 V (max.) through BNC provided with max. Freq. when -9V at BNC. • Freq. variable range: 1:100 when frequency pot is set to range centre frequency SWEEP INTERNAL: • Frequency: Variable from 0.25Hz to 50Hz. • Waveform :Sawtooth (Linear) • Amplitude : 0 to 5Vpp • Sweep O/P: made available on the rear BNC. MOD. FREQ. (INTERNAL): • 400Hz sine wave with amp : 6Vpp (default) 20Hz to 20KHz freq. gen. with sine.sq. trg. function select |  |  |  |  | 0 |  | 0 |  |  |  | 0
| EXTERNAL SWEEP • Through Ext. Mod. Input. AMPLITUDE MODULATION : • Input voltage : Internal : 4Vpp (AM bal.) External : 9Vpp Input at BNC. • Waveforms : Supports ASK, AM Standard, AM Balanced FREQUENCY COUNTER : • Internal / External :Frequency counter Range : 10 MHz (Internal), 50 MHz (external) [100MHz] through ext. counter BNC provided & selection through keyboard. Sensitivity : 150m Vrms (upto 50 MHz) Accuracy : Time base +1 count. GENERAL : • Operating Temp : 0 to 50°C ( Accuracy specified at 25°C). • Power : 220/230VAC SW ± 10%, 50 Hz, 15VA. • Accessories : Power cord, BNC to BNC, BNC to Crocodile cable & Operating manual Inclusive of 3 Years of onsite warranty and trainer should be safety aesthetically designed injection molded desk not wooden box (anti Green), not metallic box (Corrosive and shock possibility for the students). |  |  |  |  | 0 |  | 0 |  |  |  | 0
5 | Half and full wave rectifier kit Salient Features • Aesthetically designed injection molded electronic desk carrying useful experiment resources Variable Power supplies / Status / Pulsar / Function Generator, DPMs etc. while the central slot will carry replaceable experiment panel secured in an ABS molded plastic sturdy enclosure, & has colorful screw less overlay showing circuit & its connection tag numbers for easy connectivity. • Connection through Sturdy 4mm Banana Sockets & Patch Cords. •Hands on learning by constructing circuits using built in power bread board panel as well as using Discrete component panel. •Set of Users Guide provided with each Unit. specifications •Built in Power Supply : DC Supply :5V / 1A. & ± 12V, 1A. 0 to 15V DC (Variable), 100 mA (Isolated), 0 to 30V DC (Variable), 100 mA (Isolated High Volt DC 15V to 110V, 100Ma, AC Supply : 12-0-12V AC,150 mA. Short circuit Protected. •Built in Function Generator – O/p Waveform : Sine, Triangle & TTL O/Ps Output Frequency : 1 Hz to 1MHz in 6 ranges, with amplitude & frequency control pots. O/P Voltage 20Vp-p max. (Sin/TRG), Modulation I/P:AM : - I/P voltage + 5V (100% modulation) O/P - For 0V | 31717 | 4 | 126868 |  | 0 | 1 | 31717 | 1 | 31717 | 1 | 31717 |  |  |  |  | 4 | 126868
| (min), + 5V (max.) - 5V (Phase reversal of O/P) FM : I/P voltage ± 400mV ( + 50% modulation) •Clock Generator : 10 MHz TTL clock. •Data Switches (10 No.) & bi-colour LED status indicators 10X2 Nos, for High / Low indication. •Pulser switches (2 Nos.) with four debounced outputs - 2No. •BNC to 2 channel banana adapter - 2No. •Logic probe to detect High/Low level pulses upto 1MHz, with bi-colour LEDs to indicate status. •2 / 4 digit 7 segment display with BCD to 7 segment decoder. •Onboard DPMs provided with mode/range selection. (A) DC volt : 2V/200V - 1No. (B) DC current : 2mA/200mA - 1No. (C) DC Volts/Current : 20V/200mA - 1No. •Onboard moving iron meters provided for (A) AC Current : 1 AMP - 1No. (B) AC Voltage : 15V - 1No. •Onboard speaker : 8 Ohms, 0.5 Watt (1No.) •Onboard POTS : 1K - 1No. 1M - 1No. •Operating Voltage: 220/240Vac switch settable ±10%, 50Hz/60VA. Rectifier, Filter, Zener Regulator Experiment Panel : Transformer & its study (Transformer DC/AC resistance, Transformation Ratio, Electromagnetic Induction, Loading of Transformer), Half wave rectifier, Full wave rectifier, Bridge rectifier, Filter, Voltage multiplier, Zener shunt regulator Inclusive of 3 Years of onsite warranty and trainer should be safety aesthetically designed injection molded desk not wooden box (anti Green), not metallic box (Corrosive and shock possibility for the students). |  |  |  |  | 0 |  | 0 |  |  |  | 0
6 | Clipper & Clampper trainer Kit Salient Features • Aesthetically designed injection molded electronic desk carrying useful experiment resources Variable Power supplies / Status / Pulsar / Function Generator, DPMs etc. while the central slot will carry replaceable experiment panel secured in an ABS molded plastic sturdy enclosure, & has colorful screw less overlay showing circuit & its connection tag numbers for easy connectivity. • Connection through Sturdy 4mm Banana Sockets & Patch Cords. •Hands on learning by constructing circuits using built in power bread board panel as well as using Discrete component panel. •Set of Users Guide provided with each Unit. specifications •Built in Power Supply : | 31717 | 4 | 126868 |  | 0 | 0 | 0 | 1 | 31717 |  | 0 |  |  |  |  | 4 | 126868
| DC Supply :5V / 1A. & ± 12V, 1A. 0 to 15V DC (Variable), 100 mA (Isolated), 0 to 30V DC (Variable), 100 mA (Isolated High Volt DC 15V to 110V, 100Ma, AC Supply : 12-0-12V AC,150 mA. Short circuit Protected. •Built in Function Generator – O/p Waveform : Sine, Triangle & TTL O/Ps Output Frequency : 1 Hz to 1MHz in 6 ranges, with amplitude & frequency control pots. O/P Voltage 20Vp-p max. (Sin/TRG), Modulation I/P:AM : - I/P voltage + 5V (100% modulation) O/P - For 0V (min), + 5V (max.) - 5V (Phase reversal of O/P) FM : I/P voltage ± 400mV ( + 50% modulation) •Clock Generator : 10 MHz TTL clock. •Data Switches (10 No.) & bi-colour LED status indicators 10X2 Nos, for High / Low indication. •Pulser switches (2 Nos.) with four debounced outputs - 2No. •BNC to 2 channel banana adapter - 2No. •Logic probe to detect High/Low level pulses upto 1MHz, with bi-colour LEDs to indicate status. •2 / 4 digit 7 segment display with BCD to 7 segment decoder. •Onboard DPMs provided with mode/range selection. (A) DC volt : 2V/200V - 1No. (B) DC current : 2mA/200mA - 1No. (C) DC Volts/Current : 20V/200mA - 1No. •Onboard moving iron meters provided for (A) AC Current : 1 AMP - 1No. (B) AC Voltage : 15V - 1No. •Onboard speaker : 8 Ohms, 0.5 Watt (1No.) •Onboard POTS : 1K - 1No. 1M - 1No. •Operating Voltage: 220/240Vac switch settable ±10%, 50Hz/60VA. DC, AC & Wave Shaping Circuit Experiment Panel : DC : Resistance, current & voltage measurements, Loading of Potentiometer, Ohm's law, Power DC circuits, Series, parallel & mixed circuits, Kirchoff's law, Superposition theorem, Thevenin's & Norton's theorems, Reciprocity, Compensation, Tellegen, Millman theorems & Maximum Power transfer theorem, Voltage distribution of capacitors in series & parallel, total capacitance of capacitors in series & parallel, charging & discharging of capacitor through resistance & time constant, Wheatstone's Bridge, 2 Port Network Y, Z,h, ABCD Parameters & Star Delta Network, T & Pi attenuators. AC : AC Voltage & Current Measurements - R-L series, R-C series, R-L-C series circuit (Series Resonance). R - L parallel, R-C parallel, R-L-C parallel(Parallel Resonance), Active, Reactive power & power factor(Vector Diagram), average & RMS Value measurement. Wave Shaping: Differentiator, Integrator, Clipping, Clamping, Passive filters LC / RC, LPF/ HPF |  |  |  |  | 0 |  | 0 |  |  |  | 0
| Inclusive of 3 Years of onsite warranty and trainer should be safety aesthetically designed injection molded desk not wooden box (anti Green), not metallic box (Corrosive and shock possibility for the students). |  |  |  |  | 0 |  | 0 |  |  |  | 0
7 | Transistor Characteristics trainer kit Salient Features • Aesthetically designed injection molded electronic desk carrying useful experiment resources Variable Power supplies / Status / Pulsar / Function Generator, DPMs etc. while the central slot will carry replaceable experiment panel secured in an ABS molded plastic sturdy enclosure, & has colorful screw less overlay showing circuit & its connection tag numbers for easy connectivity. • Connection through Sturdy 4mm Banana Sockets & Patch Cords. •Hands on learning by constructing circuits using built in power bread board panel as well as using Discrete component panel. •Set of Users Guide provided with each Unit. specifications •Built in Power Supply : DC Supply :5V / 1A. & ± 12V, 1A. 0 to 15V DC (Variable), 100 mA (Isolated), 0 to 30V DC (Variable), 100 mA (Isolated High Volt DC 15V to 110V, 100Ma, AC Supply : 12-0-12V AC,150 mA. Short circuit Protected. •Built in Function Generator – O/p Waveform : Sine, Triangle & TTL O/Ps Output Frequency : 1 Hz to 1MHz in 6 ranges, with amplitude & frequency control pots. O/P Voltage 20Vp-p max. (Sin/TRG), Modulation I/P:AM : - I/P voltage + 5V (100% modulation) O/P - For 0V (min), + 5V (max.) - 5V (Phase reversal of O/P) FM : I/P voltage ± 400mV ( + 50% modulation) •Clock Generator : 10 MHz TTL clock. •Data Switches (10 No.) & bi-colour LED status indicators 10X2 Nos, for High / Low indication. •Pulser switches (2 Nos.) with four debounced outputs - 2No. •BNC to 2 channel banana adapter - 2No. •Logic probe to detect High/Low level pulses upto 1MHz, with bi-colour LEDs to indicate status. •2 / 4 digit 7 segment display with BCD to 7 segment decoder. •Onboard DPMs provided with mode/range selection. (A) DC volt : 2V/200V - 1No. (B) DC current : 2mA/200mA - 1No. (C) DC Volts/Current : 20V/200mA - 1No. •Onboard moving iron meters provided for (A) AC Current : 1 AMP - 1No. (B) AC Voltage : 15V - 1No. •Onboard speaker : 8 Ohms, 0.5 Watt (1No.) •Onboard POTS : 1K - 1No. 1M - 1No. | 32126 | 4 | 128504 |  | 0 |  | #VALUE! | 3 | 96378 |  | 0 |  |  |  |  | 4 | 128504
| •Operating Voltage: 220/240Vac switch settable ±10%, 50Hz/60VA. Semiconductor & Power Semiconductor Devices Experiment Panel : Characteristics of following devices : Silicon diode, Semiconductor Testing using Multimeter, Germanium diode, zener diode, LED, diac, bipolar transistor (NPN, PNP), Field Effect Transistor (FET), MOSFET, IGBT, UJT, Silicon Controlled Rectifier (SCR), Triac, Optocoupler, Thermistor, V-I Characteristics on CRO of SCR, Triac, Transistor as a Switch & MOSFET as a Switch. Band gap energy calculations. Inclusive of 3 Years of onsite warranty and trainer should be safety aesthetically designed injection molded desk not wooden box (anti Green), not metallic box (Corrosive and shock possibility for the students). |  |  |  |  | 0 |  | 0 |  |  |  | 0
8 | UJT experimental trainer kit Salient Features • Aesthetically designed injection molded electronic desk carrying useful experiment resources Variable Power supplies / Status / Pulsar / Function Generator, DPMs etc. while the central slot will carry replaceable experiment panel secured in an ABS molded plastic sturdy enclosure, & has colorful screw less overlay showing circuit & its connection tag numbers for easy connectivity. • Connection through Sturdy 4mm Banana Sockets & Patch Cords. •Hands on learning by constructing circuits using built in power bread board panel as well as using Discrete component panel. •Set of Users Guide provided with each Unit. specifications •Built in Power Supply : DC Supply :5V / 1A. & ± 12V, 1A. 0 to 15V DC (Variable), 100 mA (Isolated), 0 to 30V DC (Variable), 100 mA (Isolated High Volt DC 15V to 110V, 100Ma, AC Supply : 12-0-12V AC,150 mA. Short circuit Protected. •Built in Function Generator – O/p Waveform : Sine, Triangle & TTL O/Ps Output Frequency : 1 Hz to 1MHz in 6 ranges, with amplitude & frequency control pots. O/P Voltage 20Vp-p max. (Sin/TRG), Modulation I/P:AM : - I/P voltage + 5V (100% modulation) O/P - For 0V (min), + 5V (max.) - 5V (Phase reversal of O/P) FM : I/P voltage ± 400mV ( + 50% modulation) •Clock Generator : 10 MHz TTL clock. •Data Switches (10 No.) & bi-colour LED status indicators 10X2 Nos, for High / Low indication. •Pulser switches (2 Nos.) with four debounced outputs - 2No. •BNC to 2 channel banana adapter - 2No. •Logic probe to detect High/Low level pulses upto 1MHz, with bi-colour LEDs to indicate status. | 32126 | 4 | 128504 |  | 0 | 0 | 0 | 1 | 32126 |  | 0 |  |  |  |  | 4 | 128504
| •2 / 4 digit 7 segment display with BCD to 7 segment decoder. •Onboard DPMs provided with mode/range selection. (A) DC volt : 2V/200V - 1No. (B) DC current : 2mA/200mA - 1No. (C) DC Volts/Current : 20V/200mA - 1No. •Onboard moving iron meters provided for (A) AC Current : 1 AMP - 1No. (B) AC Voltage : 15V - 1No. •Onboard speaker : 8 Ohms, 0.5 Watt (1No.) •Onboard POTS : 1K - 1No. 1M - 1No. •Operating Voltage: 220/240Vac switch settable ±10%, 50Hz/60VA. Semiconductor & Power Semiconductor Devices Experiment Panel : Characteristics of following devices : Silicon diode, Semiconductor Testing using Multimeter, Germanium diode, zener diode, LED, diac, bipolar transistor (NPN, PNP), Field Effect Transistor (FET), MOSFET, IGBT, UJT, Silicon Controlled Rectifier (SCR), Triac, Optocoupler, Thermistor, V-I Characteristics on CRO of SCR, Triac, Transistor as a Switch & MOSFET as a Switch. Band gap energy calculations. Inclusive of 3 Years of onsite warranty and trainer should be safety aesthetically designed injection molded desk not wooden box (anti Green), not metallic box (Corrosive and shock possibility for the students). |  |  |  |  | 0 |  | 0 |  |  |  | 0
9 | Basic OP-Amplifier Trainer kit with Bread board -Inbuilt Function Generator(0.1Hz to 100Khz) Salient Features • Aesthetically designed injection molded electronic desk carrying useful experiment resources Variable Power supplies / Status / Pulsar / Function Generator, DPMs etc. while the central slot will carry replaceable experiment panel secured in an ABS molded plastic sturdy enclosure, & has colorful screw less overlay showing circuit & its connection tag numbers for easy connectivity. • Connection through Sturdy 4mm Banana Sockets & Patch Cords. •Hands on learning by constructing circuits using built in power bread board panel as well as using Discrete component panel. •Set of Users Guide provided with each Unit. specifications •Built in Power Supply : DC Supply :5V / 1A. & ± 12V, 1A. 0 to 15V DC (Variable), 100 mA (Isolated), 0 to 30V DC (Variable), 100 mA (Isolated High Volt DC 15V to 110V, 100Ma, AC Supply : 12-0-12V AC,150 mA. Short circuit Protected. •Built in Function Generator – O/p Waveform : Sine, Triangle & TTL O/Ps Output Frequency : 1 Hz to 1MHz in 6 ranges, with amplitude & frequency control pots. O/P Voltage 20Vp-p max. (Sin/TRG), | 35611 | 4 | 142444 | 0 | 0 | 0 | 0 | 1 | 35611 |  | 0 |  |  |  |  | 4 | 142444
| Modulation I/P:AM : - I/P voltage + 5V (100% modulation) O/P - For 0V (min), + 5V (max.) - 5V (Phase reversal of O/P) FM : I/P voltage ± 400mV ( + 50% modulation) •Clock Generator : 10 MHz TTL clock. •Data Switches (10 No.) & bi-colour LED status indicators 10X2 Nos, for High / Low indication. •Pulser switches (2 Nos.) with four debounced outputs - 2No. •BNC to 2 channel banana adapter - 2No. •Logic probe to detect High/Low level pulses upto 1MHz, with bi-colour LEDs to indicate status. •2 / 4 digit 7 segment display with BCD to 7 segment decoder. •Onboard DPMs provided with mode/range selection. (A) DC volt : 2V/200V - 1No. (B) DC current : 2mA/200mA - 1No. (C) DC Volts/Current : 20V/200mA - 1No. •Onboard moving iron meters provided for (A) AC Current : 1 AMP - 1No. (B) AC Voltage : 15V - 1No. •Onboard speaker : 8 Ohms, 0.5 Watt (1No.) •Onboard POTS : 1K - 1No. 1M - 1No. •Operating Voltage: 220/240Vac switch settable ±10%, 50Hz/60VA. Built in bread board panel with 1280 tie points & 400 distribution points totalling to 1680 points along with 4mm banana sockets for tapping from the trainer Operational Amplifier Circuit Experiment panel : Inverting amplifier, Non- inverting amplifier, Summing amplifier, Difference amplifier, Integrater circuit, Differentiator circuit, Precession rectifier: Half wave & full wave, Voltage to current converter, Current to voltage converter, Op-amplifier characteristics, Instrumentation amplifier, Schmitt trigger, Comparator, Sign Changer, Offset Null, Peak detector, Clipping circuit, Clamping circuits (DC restorer), Waveform Generator. Inclusive of 3 Years of onsite warranty and trainer should be safety aesthetically designed injection molded desk not wooden box (anti Green), not metallic box (Corrosive and shock possibility for the students). |  |  |  |  | 0 |  | 0 |  |  |  | 0
TOTAL |  |  |  | 1526424 | [7 empty] | 0 | [5 empty] | 1526424
MICROPROCESSOR & MICROCONTROLLER
Sr. No | Items Specifications | Qty=1 Approx Price | Qty | Total
1 | 8085 Microprocessor Trainer kit Salient Features • Ergonomically injection molded Plastic enclosure. • Use of standard PC 101/PS2 Keyboard for programming. • Emphasis on Hardware troubleshooting through on board short links. • Exhaustive Didactic Courseware. • Critical & delicate ICs are protected under acrylic cover from below. •All in one Logical IO® Monitor design Supports both serial IO & Keyboard display console IO. Technical Specifications: 8085 MEMORY CAPA.: Monitor : EPROM:36KB(64 KB), Battery Back Up:16KB(64 KB) Scratch Pad: 4KB( 8 KB)(Expandability): ADVANCED S/W: [Assembler:/ Disassemble] • 1Pass line assembler • 2 pass Assembler • 2 pass Disassembler • Basic interpreter • Hex Dump Additional Serial & Parallel Input/Output : SID/SOD based (8085) INTERRUPTS: • 8 Nos.Using 8259(8085) •User Manual : 1) Student Workbook 2) Instructor Guide & Technical Reference 3) Lab Exercise Book for 85. •Speed 20 MHz crystal operated multi-output clock source to operate various resources on Mother Board like CPU, Baud rate, T/C etc. •Parallel I/O 48 I/O lines using two 8255 through 2 Nos. of 26 pin FRC header, printer I/F. | 25331 | 10 | 253310 |  | 0 | 2 | 50662 | 5 | 126655 | 1
| •Serial I/O RS-232c serial interface using 8251 & RS232 driver IC through 9 Pin male D connector. •Timer counter 3 Nos. T/C using 8253 pins brought out on 6 pin reliamate. Display : 16 X 2 LCD (Backlit) •Key Board : Single chip micro- controller 89C2051 to support 101Keys PC AT / PS2 Keyboard & LCD •System Bus 50 Pin FRC buffered Bus to connect periware cards as well as to facilitate ROM Emulation of 8 bit/16 bit system memory using external ROM emulation card cum converter card. •Battery Backup Rechargeable NiCd battery (3.6/60maH) provided to supply power to battery backup memory & RTC 58167. Onboard Features •External Loud Speaker (8ohm/0.5W) interface for experiments on frequency synthesis. •Reset & Single Step/Interrupt push button. •EP socket for experiments with Cassette recorder interface. •Programmable Wait state generator l Real Time Clock IC 58167 •11 Nos. fault links to teach troubleshooting skills by introducing faults in the circuit. •PALs-All glue logic like Memory I/O decoders are implemented using 4(5) nos. of EEPROM PALs 16V8 Power Supply (SMPS) 5V /2.5 Amp SMPS with RCA plug +12 V/ 850 mA , -12V/250 mA with 4 pin reliamate SMPS. Cables & CD : 9 Pin Female to 9 Pin Female RS-232c Cable, 26 Pin FRC IO Cable, USB to RS232 Cable, Sample program & Software on CD . Fault Links: • Shorts 2 Pins of Address Bus. • Shorts 2 Pins of Data Bus. • Shorts Address pin to Data Bus. • Increasing Battery Discharge. • Disables RD/ & WR/ into BBK RAM • Permanent Wait State. |  |  |  |  | 0 |  | 0
| • Disables 7 Segment Scanning. • Disables 7 Segment Data. • Permanent Reset State. • Stops 20MHz Clock. •Disables Baud Rate Clock. Temperature Controller with MINI OVEN with 8 bit ADC- 8 bit DAC cum Instrumentation Opamp study card. 8 bit 8 channel ADC & 8 bit DAC (0-5V), Digital gain amplifier with built in L/S interface Electrets micro- phone with preamplifier, light sensor, analog bar graph, voice sampling & replay. Inclusive of 3 Years of onsite warranty and trainer should be safety aesthetically designed injection molded desk not wooden box (anti Green), not metallic box (Corrosive and shock possibility for the students). |  |  |  |  | 0 |  | 0
2 | 8086 Microprocessor Trainer ki Salient Features • Ergonomically injection molded Plastic enclosure. • Use of standard PC 101/PS2 Keyboard for programming. • Emphasis on Hardware troubleshooting through on board short links. • Exhaustive Didactic Courseware. • Critical & delicate ICs are protected under acrylic cover from below. •All in one Logical IO® Monitor design Supports both serial IO & Keyboard display console IO. Technical Specifications: 80888/86[8/16] MEMORY CAPA.: Monitor : EPROM: 128KB, Battery Back Up : 64KB(128 KB) Scratch Pad: 64KB( 64KB) ADVANCED S/W: [Assembler:/ Disassemble] • Line assembler • Disassembler • Hex Dump INTERRUPTS: • 8 Nos.Using • 8259A •User Manual : 1) Student Workbook 2) Instructor Guide & Technical Reference 3) Lab Exercise Book for 86. | 28270 | 10 | 282700 |  | 0 | 2 | 56540 | 2 | 56540
| •Speed 20 MHz crystal operated multi-output clock source to operate various resources on Mother Board like CPU, Baud rate, T/C etc. •Parallel I/O 48 I/O lines using two 8255 through 2 Nos. of 26 pin FRC header, printer I/F. •Serial I/O RS-232c serial interface using 8251 & RS232 driver IC through 9 Pin male D connector. •Timer counter 3 Nos. T/C using 8253 pins brought out on 6 pin reliamate. Display •16 X 2 LCD (Backlit) •Key Board : Single chip micro- controller 89C2051 to support 101Keys PC AT / PS2 Keyboard & LCD •System Bus 50 Pin FRC buffered Bus to connect periware cards as well as to facilitate ROM Emulation of 8 bit/16 bit system memory using external ROM emulation card cum converter card. •Battery Backup Rechargeable NiCd battery (3.6/60maH) provided to supply power to battery backup memory. Onboard Features •External Loud Speaker (8ohm/0.5W) interface for experiments on frequency synthesis. •Reset & Single Step/Interrupt push button. •EP socket for experiments with Cassette recorder interface. •Programmable Wait state generator l Real Time Clock IC 58167 •11 Nos. fault links to teach troubleshooting skills by introducing faults in the circuit. •PALs-All glue logic like Memory I/O decoders are implemented using 4(5) nos. of EEPROM PALs 16V8 Power Supply (SMPS) 5V /2.5 Amp SMPS with RCA plug +12 V/ 850 mA , -12V/250 mA with 4 pin reliamate SMPS. Cables & CD : 9 Pin Female to 9 Pin Female RS-232c Cable, 26 Pin FRC IO Cable, USB to RS232 Cable, Sample program & Software on CD . |  |  |  |  | 0 |  | 0
| Fault Links: • Shorts 2 Pins of Address Bus. • Shorts 2 Pins of Data Bus. • Shorts Address pin to Data Bus. • Increasing Battery Discharge. • Disables RD/ & WR/ into BBK RAM • Permanent Wait State. • Disables 7 Segment Scanning. • Disables 7 Segment Data. • Permanent Reset State. • Stops 20MHz Clock. •Disables Baud Rate Clock. Temperature Controller with MINI OVEN with 8 bit ADC- 8 bit DAC cum Instrumentation Opamp study card. 8 bit 8 channel ADC & 8 bit DAC (0-5V), Digital gain amplifier with built in L/S interface Electrets micro- phone with preamplifier, light sensor, analog bar graph, voice sampling & replay. Inclusive of 3 Years of onsite warranty and trainer should be safety aesthetically designed injection molded desk not wooden box (anti Green), not metallic box (Corrosive and shock possibility for the students). |  |  |  |  | 0 |  | 0
3 | Microcontroller Studycard for speed control for stepper motor Salient Features • Ergonomically injection molded Plastic enclosure. • Use of standard PC 101/PS2 Keyboard for programming. • Emphasis on Hardware troubleshooting through on board short links. • Exhaustive Didactic Courseware. • Critical & delicate ICs are protected under acrylic cover from below. •All in one Logical IO® Monitor design Supports both serial IO & Keyboard display console IO. Technical Specifications: 8051 MEMORY CAPA: Monitor : EPROM: 36KB, Battery Back Up : 16KB(64 KB) Scratch Pad: 2KB( 8KB) ADVANCED S/W: [Assembler:/ Disassemble] • 1 Pass • Disassembler • Hex Dump Additional serial no. & parallel I/O: | 26034 | 10 | 260340 |  | 0 | 0 | 0
| • Using built in TxD/RxD • Unused pins of P1 port offered through 10 pin reliamate INTERRUPTS: • 8 Nos.Using • 8259A •User Manual : 1) Student Workbook 2) Instructor Guide & Technical Reference 3) Lab Exercise Book for 86. •Speed 20 MHz crystal operated multi-output clock source to operate various resources on Mother Board like CPU, Baud rate, T/C etc. •Parallel I/O 48 I/O lines using two 8255 through 2 Nos. of 26 pin FRC header, printer I/F. •Serial I/O RS-232c serial interface using 8251 & RS232 driver IC through 9 Pin male D connector. •Timer counter 3 Nos. T/C using 8253 pins brought out on 6 pin reliamate. Display: •16 X 2 LCD (Backlit) •Key Board : Single chip micro- controller 89C2051 to support 101Keys PC AT / PS2 Keyboard & LCD •System Bus : 50 Pin FRC buffered Bus to connect periware cards as well as to facilitate ROM Emulation of 8 bit/16 bit system memory using external ROM emulation card cum converter card. •Battery Backup Rechargeable NiCd battery (3.6/60maH) provided to supply power to battery backup memory. Onboard Features •External Loud Speaker (8ohm/0.5W) interface for experiments on frequency synthesis. •Reset & Single Step/Interrupt push button. •EP socket for experiments with Cassette recorder interface. •Programmable Wait state generator l Real Time Clock IC 58167 •11 Nos. fault links to teach troubleshooting skills by introducing faults in the circuit. •PALs-All glue logic like Memory I/O decoders are implemented using |  |  |  |  | 0 |  | 0
| 4(5) nos. of EEPROM PALs 16V8 Power Supply (SMPS) 5V /2.5 Amp SMPS with RCA plug +12 V/ 850 mA , - 12V/250 mA with 4 pin reliamate SMPS. Cables & CD : 9 Pin Female to 9 Pin Female RS-232c Cable, 26 Pin FRC IO Cable, USB to RS232 Cable, Sample program & Software on CD . Fault Links: • Shorts 2 Pins of Address Bus. • Shorts 2 Pins of Data Bus. • Shorts Address pin to Data Bus. • Increasing Battery Discharge. • Disables RD/ & WR/ into BBK RAM • Permanent Wait State. • Disables 7 Segment Scanning. • Disables 7 Segment Data. • Permanent Reset State. • Stops 20MHz Clock. •Disables Baud Rate Clock. Stepper motor & 12V DC Motor Interface card with motors mounted to illustrate speed, direction control. 1) RPM measurement. 2) LM35 temperature Sensor 0-12V) Inclusive of 3 Years of onsite warranty and trainer should be safety aesthetically designed injection molded desk not wooden box (anti Green), not metallic box (Corrosive and shock possibility for the students). |  |  |  |  | 0 |  | 0
4 | Microcontroller Studycard of 7- Segment Display Salient Features •Aesthetically designed Injection moulded Plastic enclosure. •Supports use of 5V tolerant ICs obviating need of special precautions by students. •Set of Users Guide provided with each unit with emphasis on C Programming as well as assembly language programming. •In circuit system programming (ICSP) supported through PC ports of COM/LPT (JTAG). •Can interface to application boards of XPO series microprocessor trainers saving customer investment. •I2C, SPI bus interface. Technical Specifications: Following Onboard Resources are offered for experimentation however not every resource can be used fully with particular ECU due to paucity of its IO capacity. | 22001 | 4 | 88004 | 0 |  | 0 | 0 | 1 | 22001
| Speed : 16 MHz crystal operated multi-output clock source to operate various resources on Mother Board like CPU, Baud rate, T/C etc. I/O Pins : 48 I/O lines through 2 Nos. of 26 pin FRC header. Serial Interface: RS-232c serial interface using RS232 driver IC through 9 Pin male D connector. Parallel Interface : 25 pin male D connector for Parallel interface for JTAG based programming. Display Options : 16 X 2 LCD (Backlit) Key Board - Keyboard interface to support 101 keys PC AT/PS2 keyboard. Battery Backup Lithium battery (3V/48mAH) provided to supply power to RTC. Additional Resources · Ext. L/S (8 Ohm/0.5W) I/F for experiments on frequency synthesis. · Reset push button. · Variable Slow CLK (2Hz-64Hz) provided for internal timers/counter functions applications. · Variable Pot (0 -5V) to stimulate analog I/P for built in ADC wherever applicable. · General purpose bicolor (green, red) 8 x 2 LEDs & 8 Push Button Switches & DIP · switches. · I2C based 24C512 (EEPROM), DS1307 & SPI based 93C46 · [EEPROM] Power Supply SMPS I 5V/2.5Amp. With RCA plug +12V/850mA, -12V/250mA with 4 pin reliamate SMPS. AC I/P230Vac + 10% / 50Hz. ISP cables 1) 9 pin Female to 9 pin male RS-232C cable 2) 26 pin FRC IO cable 3) 25 pin female to 25 pin male for Parallel Interface 89C51RD2 TECHNICAL SPECS: Manufacture Model : ATMEL/Phillips/ NXP PACKAGE : 40 Pin DIP package CAPACITY ON CHIP RAM FLASH/EEPROM : 256 Bytes (1KB) 8(KB) (64KB) OPERATING FREQ : 16 MHz I/O CAPACITY ; 4X8 I/O ports. (32) OPERATING SYSTEM ICSP S/W PC PORT : Window/XP Flash Magic (winlsp) Comp Port SPECIAL PURPOSE IOs : 7 interrupt sources, depending on device. EXECUTION METHOD : From Flash PROGRAMMING LANGUAGE* : C Language Assembly Language Scanning Techniques illustrating 8X8 LED Matrix, 4X4 Keypad 7 segment 8 digit red LED display study card. |  |  |  |  | 0 |  | 0
| Inclusive of 3 Years of onsite warranty and trainer should be safety aesthetically designed injection molded desk not wooden box (anti Green), not metallic box (Corrosive and shock possibility for the students). |  |  |  |  | 0 |  | 0
POWER SYSTEM LAB
1 | CALCULATION OF ABCD PARAMETERS OF TRANSMISSION LINE SALIENT FEATURES • Facilitates characterization of transmission line, load regulation, efficiency, power circle diagram, VAR Compensation, per unit representation, symmetrical & unsymmetrical faults, power flow, study & effect of Peterson coil etc. • Simulates 400 KV, 50 / 60Hz, 3 Phase 1MVA. Transmission Line by scaling it down by 1000:1. second TL may be supplied for 3 bus experiments. • Trainer need a few set of associated panels which are mounted in a light weight sturdy aluminum profile flat demo modular panel system. • Facilitates easy & safe wiring by students due to use of 4mm sturdy Shrouded banana patch cords & shrouded socket arrangements for high voltage circuits • Each panel has ABS molded plastic sturdy enclosure, & colorful screwless overlays showing circuits diagrams & its connection tag numbers for easy understanding & connection. • Set of Instructor Guide & Student Workbook. Technical Specifications Input 3 phase DOL Starter panel • 4 pole MCB of 415 V/4A . • DOL 9A Contactor with 230V / 50 Hz / 11VA COIL • Bimetallic thermal O/L relay with range 2.5A -6A FWD-OFF-REV, Switch Panel • FWD/REV, 3 pole 3 way switch with center OFF, 6A/440V. • Integrated AC 3 phase measurement panel • Bidirectional Multifunction Meter • 3 Phase 3/4 wire, 415V, CT Input 5A • LCD/LED display, Aux supply 230V, 45-65 Hz, 5W • V.I., Hz, Pf, KVA, KW,KWH • Modbus RTU RS 485 VAR Compensation panel • Consisting of VAR compensating capacitors of 2, 4, 6, 8, 10 & 15µF each of 3 nos with 3 pole 7 way switch for selection. Transmission line Panel Table Top Panel consisting of : • Simulate model for transmission line constructed using R(10ohm/600W), L(0.15H/5A) & C (2.2uF/630V) 6 No. each component. • Can Simulate model for medium/long (125 km/250 km) length transmission line for p model. • Can Simulate model for medium/long (125 km/250 km) length transmission line for T model. • Fan cooled table top setup for long life. RLC load panel Table Top Panel consisting of : • 3 nos of 1KW resistors with switch selectable 1(off) + 6 nos. of taps at 100, 112, 150, 175, 200 & 225 ohm & SIL tap of 262 ohm. • 3 nos. of inductor 1.5H/1A with switch selectable 1(off) + 6 nos. of taps at 0.3, 0.6, 0.75, 0.9, 1.2 & 1.5H. • Capacitors 440VAC rating (3 nos, one per phase) with switch selectable 7 nos of value of 2, 5, 10, 15, 20, 30 & 50µF. • Fan cooled table top setup. 3 phase dimmer panel Table Top Panel consisting of : • 3 phase dimmer I/P : 415VAC, 50Hz, O/P : 0 - 470VAC, 6A, 3 phase. PC Interface Modbus Communication Should Be Provided List of Experiments : 1. Working with bi-directional 3 AC measurement panel, observing flow of real & reactive power &modbus communication with PC. 2. No load test & Ferranti effect. 3. Determination of transmission line constants (ABCD) by experimental measurement using 2-port method as well as by knowing components values & its verification. 4. Load Test & Calculation of Regulation, efficiency of Transmission Line by Laboratory measurement method. 5. Working with power circle diagram & to find steady state power limit of transmission line. 6. Capacitive VAR compensation 7. Per unit representation 8. Symmetrical & unsymmetrical faults in transmission line, LG fault with & without Petersen Coil. 9. Predicting Power Flow in Transmission Line (2 bus) by Numerical method [Newton Raphson / Gauss–Seidel Method/ Fast Decouple Method] Inclusive of 3 years of onsite warranty and trainer should be modular panels for easy site servicing not close control; panel box no wiring should not be there and shrouded 4 mm banana patch cords and shrouded sockets arrangements for the safety of the students. | 732559 | 2 | [11 empty] | 2 | 1465118
2 | Control of Electric Power Generation from Alternator should consist of the following features : A) Technical Specifications of interfacing panel rack Powder coated Sturdy aluminums Flat panel system made up off Alluminium extruded profiles carrying various high voltage components housed in plastic enclosures to minimize shock possibility. Should be able to hold following control panels with colorful screw less overlay. B) Control panel rack should consists of : - Input 3 phase DOL starter panel • 4 pole MCB of 415V/2A. • DOL 9A Contactor with 230/50Hz/11VA Coil. • Bimetallic thermal O/L relay with range 1.4A-2.3A. • R-Y-B Input Indicators. FWD/REV, Star-Delta starter panel • FWD/REV, 3 pole 3 way switch with center OFF, 6A/440V. • Star/Delta switch 3 pole, 3 way with center OFF, 6A/440V Instrumentation Power supply cum Multichannel DPM panel (a) +/-12 V, 500 mA (b) +5V, 300mA (c) Unregulated 17V dc/750 mA (d) Line synchronizing signal (e) Multichannel DPM for digital display of torque, speed etc. SCR Actuator (variable DC) cum sensor signal conditioning panel •Full bridge SCR based 0V-195V / 5 Amp cosine firing with linear characteristics. •Supports signal conditioning circuit for speed, torque in kg wt to output 0-2.5Vdc (FS). •3 Nos. of these supplies required for DC Armature, DC motor field and AC generator field. Rotor Resistance cum 3 phase Synchronous Motor Control Panel • Rotor resistors of 30E/5A with 3 taps of 0E, 15E, 21E, 30E each ---3 nos • Rotor resistor selector switch, 3 pole, 6 Way, 6A/440 V. • DC Rotor excitation over current relay (3Amp) DC voltmeter and DC ammeter panel • DC voltmeter (0-300V) • DC Ammeter (0-5A) with polarity protection diode •Field failure relay to control Armature supply. Both 6A/6B needed simultaneously. Integrated AC 3 phase measurement panel • Consist of (96 X 96 mm) Digital meters for 3 phase. • Measures V, I, PF (0.2 lag - unity 0.2 lead), Hz. Hence separate analog watt meters (3ph.1ph.) are not available. 1 ph. Motor, Alternator & Sync. Motor Panel • 1 ph. MCBs of 4A/1.6A 1 each. • 2 no. 2P2W selector switches to run as 1ph. alternator then as synchronous motor. • 8A pushbutton switch to simulate as centrifugal switch. Integrated (1 Ph.) measurement panel • Bidirectional Multifunction Meter 3 Phase 3/4 wire, 415V CT Input 5A LCD/LED display, Aux supply 230V, 45-65 Hz, 5W • V.I., Hz, Pf, KVA, KW,KWH • Modbus RTU RS 485 Resistor Load Panel • AC Resistors : 10K / 5K / 3.5K / 2.5K / 2K / 1.5K / OFF 200W x 3 phases / 6 taps • • DC Resistors : 750E / 600E / 300E / 212E / 162E / 125E / 112E / 100E / 400W / 8 taps + OFF + separate 60E tap for DC series Gen. LC Load Panel • Inductive load : 0.15H / 0.3H / 0.45H / 0.6H / 0.75H / 1.5H / 3H / 400mA X 3Nos • Capacitive load : 1.25µF/2.5µF/5µF/415VX 3Nos. Variable AC & DC Supply Panel • Variable O/P : AC 0-270V/3A • Variable O/P : DC 0-250V/3A Table Top Panels, M/C's Key Resource : • Trunnion mounted DC integrated machine 300W coupled to 3 phase salient pole alternator, 300VA, 415VAC, 50Hz. List of Experiments : 1] Regulation of 3 phase alternator by : a) Synchronous impedance method, b) ZPF or POTIER method, c) Actual load test 2] Determination of : a) Sequence components Z0, Z1, Z2 b) Direct axis and quadrate axis subtransient reactance Xd" &Xq” c) Zero sequence reactance X0. d) Negative sequence reactance X2. 3] Comparing experment faults currents with calculated fault current using Z0, Z1, Z2. Inclusive of 3 years of onsite warranty and trainer should be modular panels for easy site servicing not close control; panel box no wiring should not be there and shrouded 4 mm banana patch cords and shrouded sockets arrangements for the safety of the students. | 416658 | 3 | [11 empty] | 3 | 1249974
3 | STUDY OF POWER SYSTEM DISTRIBUTION The Trainer should have following features : •The Model represents a double bus bar switching station with 9 switching bays. It is equipped in such a way that the requirements of the both the grid & the power station operation are dealt in practice oriented way. Two bus bar segments are represented. Here the interlocking conditions in a switching station can be learned in order to conduct safe switching operations, as the situation requires, on the grid & power plant. •The Double bus bar setup is used for 3 bus & four bus load flow study. •Can use different KVA rating grid transformer in absence of actual generation setup to simulate source of power. •Facilitates easy & safe wiring by students due to use of 4mm sturdy Shrouded banana patch cords & shrouded socket arrangements for high voltage circuits •Each panel has ABS molded plastic sturdy enclosure, & colorful screwless overlays showing circuits diagrams & its connection tag numbers for easy understanding & connection •Useful for Post Graduate projects & research purpose. •Set of Instructor Guide & Student Workbook. Technical Specifications The Trainer should have Aluminum profile sturdy Modular flat panel (table top) system, carrying various high voltage components housed in plastic enclosures (panel) to minimize shock possibility. It should consists of : Input 3 phase DOL Starter panel •4 pole MCB of 415 V/20A. •DOL 16A Contactor with 24DCV / 11VA COIL •Bimetallic thermal O/L relay with range 9A - 15A •RYB inputs indicators. •Manual start / stop with local trip contact •Power ON LED indicator Phase Bidirectional Power cum Energy meter panel •Bidirectional Multifunction •3 phase 3/4 wire, 415VAC, CT Input 5A •LCD/LED display, Aux. supply 230V, 45-65Hz,5W •Measure V. I., Hz, Pf, KVA, KW, KWH Aux power supply panel X 1 No. •9 pin D type female connectors 9 nos. to supply Aux power to respective switching bays. •Power ON LED. In feeder Panel •Consisting of 3-isolator switches, •Circuit breaker, Main bus, Reserve bus, Feeder. •9 pin D connector to supply 24V Aux power for CB operation. •Manual start / stop with local trip contact. Bus Coupler Panel X 2 Nos. •Consisting of Circuit breaker, Main bus, Reserve bus. •9 pin D connector to supply 24V Aux power for CB operation. •Manual start / stop with local trip contact Out feeder Panel •Consisting of 4-isolator switches, •Circuit breaker, Main bus, Reserve bus, Transfer bus/Earth switch, Feeder. •9 pin D connector to supply 24V Aux power for CB operation. •Manual start / stop with local trip contact Section Coupler Panel X 1 No. •Consisting of 2 Circuit breakers, Main bus, Reserve bus. •Supply 24V Aux power for CB operation. •Manual start / stop with local trip contact Table top panels Transmission line panel  3 MW scaled down by (1000:1) TLS, 5A max. rated.  Consisting of 5 numbers of transmission lines of different lengths.  0.3pu Transmission lines of 125km each 2 nos.  0.2pu Transmission lines of 75km each 2 nos.  0.13pu Transmission line of 50Km each 1 no. RLC load Panel • 3 nos of 600W resistors with switch selectable 6 nos of taps at 100, 112, 150, 175, 200 & 225 ohm. • 3 nos of inductor 1.5H/1A with switch selectable 6 nos of taps at 0.3, 0.6, 0.75, 0.9, 1.2 & 1.5H. • Capacitors 440VAC rating (3 nos, one per phase) with switch selectable 7 nos of value of 2, 5, 10, 15, 20, 30 & 50µF. PC Interface Modbus Communication Should Be Provided The Trainer should be capable of performing following experiments: i) Single busbar operation with two incoming feeders. ii) Double busbar operation with two incoming feeders. iii) Busbar change without interruption. iv) 3 bus power flow study. v) 4 bus power flow study. Inclusive of 3 years of onsite warranty and trainer should be modular panels for easy site servicing not close control; panel box no wiring should not be there and shrouded 4 mm banana patch cords and shrouded sockets arrangements for the safety of the students. | 732559 | 2 | [11 empty] | 2 | 1465118
COMMUNICATION LAB (ANALOG & DIGITAL)
1 | CDMA Study Kit Salient Features •Can learn & experiment about variety of communication mediums (AM, FM, FO Wired) & methods (Modulation / Demodulation Analog/ Digital). •Covers Analog communication, Digital communication, Fiber optics characteristics as well as communication, Wired communication through various modular experiment panels implemented using latest state of arts VLSI/CPLD's. •Aesthetically designed injection molded electronic desk (master unit) carrying useful experiment resources like power supplies, Multi Fuction generators, FM/AM/FO/Transmitter/receiver, MIC & L/S amplifier, Butterworth Filter (BWF), Sync sine waves etc while central slot will hold various replaceable experiment panels. • Connection through sturdy 4mm Banana sockets, patch cords, ST connectors, BNC Connectors. • Student workbook & instructor's Guide provided Specifications • Built in DC Power Supply : 5V/1A, ± 12V/500mA, 0 to -15V DC (Variable) / 100mA, 0 to15V DC Variable)/100mA. • Waveform Generator : 1.Carrier Generator: • Waveform : SINE / TRG / TTL / CMOS (settable) • Output Frequency : 1 Hz to 1 MHZ • Output Voltage : 0-20 Vpp • Controls : Frequency & Amplitude control pots • Modulation : AM (std) -I/P volt - ±5V, 0V-No modulation AM (DSBSC)-I/P volt. 0-9.8 Vpp, o/p volt.0- 2.7, FM I/P volt. 400mV (±50% modulation), ASK- I/P upto 500Hz, ±5V Square wave, FSK-I/P upto 500Hz, ±4.5V Square wave. 2 Audio Oscillator: • Waveform : SINE / TRG / SQUARE • Output Frequency : 50 Hz to 5KHz • Output Voltage : Sine 0-2Vpp, Sq. 0-9 Vpp, TRG. 0-3Vpp • Controls : Freq & Amplitude control pots. 3.Synchronized Sine Wave Generator : • Input : 32 KHz TTL I/P to Generate 4 nos. of sync. sine O/P • Waveform : SINE • Output Frequency : 250 / 500 / 1000 / 2000 Hz • Output Voltage : 0-10 Vpp • Controls : Amplitude control pot • Mic with Pre-Amp. Hand held Electret / dynamic microphone with preamplifier for audio range. • Audio Amplifier : Variable Gain upto 20 for Audio range, Built in Loudspeaker - 8 ohm/500mW / earphone. • Pink Noise Gen. : Frequency response of filter for audio range. • Buffer/AC amplifier : NIV gain amplifier 2 Nos, Gain- 0-20, For Non sinusoidal Signal Generator cum INV buffer. • BNC TO Banana Converter : Converts 1 BNC Socket to 2 Banana Sockets (4mm) & Vice Versa. • Butter Worth Filter [LPF]: 4 Nos - 2 pole/4 pole butter worth filter cutoff freq 3.4 KHz Audio range. • Pseudo Random Binary Sequence generator : Switch settable for on/off fix 15 bit PRBS Generator, will also function as input digital data stream generator. Wireless Communication : • 1a. FM Transmitter (Transistorized) : • Carrier Tunable from 88 MHz to 108 MHz with built in FM [VCD] • Modulating Signal : Amplitude - 5Vpp, Freq. - Audio Range • Tx Power O/P : 50 to 100mW • 1b. FM Receiver : External 5 BS5 to connect to antenna, 2nd IF Input, 2nd IF Output, speaker & Audio amplifier, AM/FM Select switch, L/S impedance 8 ohm / 0.5 W. l .Controls (Manually) : Settable 88 to 108 MHZ • Antenna / Transmission: Telescopic antenna [3 branch antenna] 2a. AM Transmitter (Transistorized): • Carrier : 500KHz to 1.5MHz • Modulating Signal: Amplitude - 5Vpp, Freq.- Audio Range. • Tx Power Output : 50 to 100mW. • 2b. AM Receiver : External 5 BS5 to connect to antenna, 2nd IF Input, 2nd IF O/P, speaker & Audio amplifier, AM/FM Select switch, L/S impedance 8 ohm / 0.5 W. • Controls (Manually) : Gain control settable from 0 to 4.5V. 3a. Fibre Optics Transmitter : • Data Input Bandwidth : 500KHz to 1.5MHz. • Modulating Signal : Amplitude - 5Vpp, Freq.- Audio Range. • Tx Power Output : 50 to 100mW. 3b. FO Receiver : Detector (tr=8ms) separate BS5 socket for digital, AC coupled & TTL o/ps. • Controls (Manually) : Transmitter bias control. • Antenna / Transmission: 1m plastic fiber cable, CRT-1.492, NA- 0.5, 660nm, step index, terminated with SMA connector. List of Experiment on Master Unit (9): 1) Voice link using mic & LS amplifier, 2) Study of AM Xmitter / Receiver, 3) Study of FM Xmitter / Receiver, 4) Band determination of PLL as FM Detector 5) A) PLL as FM Detector B) FSK (Frequency Shift Keying) Mod / Demod [Wired] C) FSK (Frequency Shift Keying) Mod / Demod [Through FO] 6) A) Diode as AM Detector B) ASK (Amplitude Shift Keying) Mod / Demod [Wired] C) ASK (Amplitude Shift Keying) Mod / Demod [Through FO] 7) Fiber Optics Transmitter / Receiver 7.1) Analog Bandwidth. 7.2) Digital Bandwidth. 7.3) Voice Communication using mic, speaker & Fiber optics 7.4) Listening to AM/FM Radio through Fiber Optics link 8) Pseudo Random Binary Sequence Generator [PRBS] 9) Study of active filters, Noise generation & elimination. A) Study of Pink Noise Generator B) Study of Signal To Noise Ratio of an Amplifier C) Study of active 2nd & 4th order Low Pass Filter D) Study of Frequency response of HPF / AC Amplifier [3H] E) Study of Frequency response of HPF / AC Amplifier [1.6K]. 4 Channel CDMA Modulation / Demodulation Expt. Panel (Provided with 12 banana + 7 LEDs + 2TPs + 5 switches) • On-board Clock source @1. 2 MHZ a) Modulator Function Blocks : High speed 7 bit ADC & 4 station data (sequence generator), 4 parallel in serial out (PISO) converter, 4 chip sequence (m=8) generators, signed digital adder, modulation control mode select switches, CDMA clock control logic. b) Demodulator Function Blocks : Signed synchronous multiplier, station select mux, bipolar to unipolar converter, serial in parallel out (SIPO) & 7 bit DAC. List of experiments (6) : Verification of CDMA modulation algorithm at o/p of DAC, Recovery of selected station data out of 4 stations, Upper frequency limit for recovery of voice frequency (Bandwidth determination), Voice communication, Study of ADC & DAC (Codec), Study of Eye Diagram. Inclusive of 3 years of onsite warranty and trainer should be safety aesthetically designed injection molded desk not wooden box (anti Green), not metallic box (Corrosive and shock possibility for the students). | 50233 | 2 | [11 empty] | 2 | 100466
2 | FDMA Study kit Salient Features • Can learn & experiment about variety of communication mediums (AM, FM, FO Wired) & methods (Modulation / Demodulation Analog/ Digital). • Covers Analog communication, Digital communication, Fiber optics characteristics as well as communication, Wired communication through various modular experiment panels implemented using latest state of arts VLSI/CPLD's. • Aesthetically designed injection molded electronic desk (master unit) carrying useful experiment resources like power supplies, Multi Fuction generators, FM/AM/FO/Transmitter/receiver, MIC & L/S amplifier, Butterworth Filter (BWF), Sync sine waves etc while central slot will hold various replaceable experiment panels. • Connection through sturdy 4mm Banana sockets, patch cords, ST connectors, BNC Connectors. • Student workbook & instructor's Guide provided Specifications • Built in DC Power Supply : 5V/1A, ± 12V/500mA, 0 to -15V DC (Variable) / 100mA, 0 to15V DC Variable)/100mA. • Waveform Generator : 1.Carrier Generator: • Waveform : SINE / TRG / TTL / CMOS (settable) • Output Frequency : 1 Hz to 1 MHZ • Output Voltage : 0-20 Vpp • Controls : Frequency & Amplitude control pots • Modulation : AM (std) -I/P volt - ±5V, 0V-No modulation AM (DSBSC)-I/P volt. 0-9.8 Vpp, o/p volt.0- 2.7, FM I/P volt. 400mV (±50% modulation), ASK- I/P upto 500Hz, ±5V Square wave, FSK-I/P upto 500Hz, ±4.5V Square wave. 2 Audio Oscillator: • Waveform : SINE / TRG / SQUARE • Output Frequency : 50 Hz to 5KHz • Output Voltage : Sine 0-2Vpp, Sq. 0-9 Vpp, TRG. 0-3Vpp • Controls : Freq & Amplitude control pots. 3.Synchronized Sine Wave Generator : • Input : 32 KHz TTL I/P to Generate 4 nos. of sync. sine O/P • Waveform : SINE • Output Frequency : 250 / 500 / 1000 / 2000 Hz • Output Voltage : 0-10 Vpp • Controls : Amplitude control pot • Mic with Pre-Amp. Hand held Electret / dynamic microphone with preamplifier for audio range. • Audio Amplifier : Variable Gain upto 20 for Audio range, Built in Loudspeaker - 8 ohm/500mW / earphone. • Pink Noise Gen. : Frequency response of filter for audio range. • Buffer/AC amplifier : NIV gain amplifier 2 Nos, Gain- 0-20, For Non sinusoidal Signal Generator cum INV buffer. • BNC TO Banana Converter : Converts 1 BNC Socket to 2 Banana Sockets (4mm) & Vice Versa. • Butter Worth Filter [LPF]: 4 Nos - 2 pole/4 pole butter worth filter cutoff freq 3.4 KHz Audio range. • Pseudo Random Binary Sequence generator : Switch settable for on/off fix 15 bit PRBS Generator, will also function as input digital data stream generator. Wireless Communication : • 1a. FM Transmitter (Transistorized) : • Carrier Tunable from 88 MHz to 108 MHz with built in FM [VCD] • Modulating Signal : Amplitude - 5Vpp, Freq. - Audio Range • Tx Power O/P : 50 to 100mW • 1b. FM Receiver : External 5 BS5 to connect to antenna, 2nd IF Input, 2nd IF Output, speaker & Audio amplifier, AM/FM Select switch, L/S impedance 8 ohm / 0.5 W. Controls (Manually) : Settable 88 to 108 MHZ • Antenna / Transmission: Telescopic antenna [3 branch antenna] 2a. AM Transmitter (Transistorized): • Carrier : 500KHz to 1.5MHz • Modulating Signal: Amplitude - 5Vpp, Freq.- Audio Range. • Tx Power Output : 50 to 100mW. • 2b. AM Receiver : External 5 BS5 to connect to antenna, 2nd IF Input, 2nd IF O/P, speaker & Audio amplifier, AM/FM Select switch, L/S impedance 8 ohm / 0.5 W. • Controls (Manually) : Gain control settable from 0 to 4.5V. 3a. Fibre Optics Transmitter : • Data Input Bandwidth : 500KHz to 1.5MHz. • Modulating Signal : Amplitude - 5Vpp, Freq.- Audio Range. • Tx Power Output : 50 to 100mW. 3b. FO Receiver : Detector (tr=8ms) separate BS5 socket for digital, AC coupled & TTL o/ps. • Controls (Manually) : Transmitter bias control. • Antenna / Transmission: 1m plastic fiber cable, CRT-1.492, NA- 0.5, – 660nm, step index, terminated with SMA connector. List of Experiment on Master Unit (9): 1) Voice link using mic & LS amplifier, 2) Study of AM Xmitter / Receiver, 3) Study of FM Xmitter / Receiver, 4) Band determination of PLL as FM Detector 5) A) PLL as FM Detector B) FSK (Frequency Shift Keying) Mod / Demod [Wired] C) FSK (Frequency Shift Keying) Mod / Demod [Through FO] 6) A) Diode as AM Detector B) ASK (Amplitude Shift Keying) Mod / Demod [Wired] C) ASK (Amplitude Shift Keying) Mod / Demod [Through FO] 7) Fiber Optics Transmitter / Receiver 7.1) Analog Bandwidth. 7.2) Digital Bandwidth. 7.3) Voice Communication using mic, speaker & Fiber optics 7.4) Listening to AM/FM Radio through Fiber Optics link 8) Pseudo Random Binary Sequence Generator [PRBS] 9) Study of active filters, Noise generation & elimination. A) Study of Pink Noise Generator B) Study of Signal To Noise Ratio of an Amplifier C) Study of active 2nd & 4th order Low Pass Filter D) Study of Frequency response of HPF / AC Amplifier [3H] E) Study of Frequency response of HPF / AC Amplifier [1.6K]. AM modulation & demodulation Expt . panel (Provided with 26 banana) • Consisting of 3 Nos. modulators, Ceramic BPF, envelope - diode detector, product detector. Built in LPF for standalone application. • Switched faults - 4 Nos. • Modulator: Balanced modulator (DSB SC) - 2Nos. & DSB - TC -1 No., SSB - SC - 1No. • Demodulator: Envelope detector-1 No., Product detector -1 No. • Frequency division multiplexing with 2 Nos. of DSB-SC AM channels (Use P19 for demod of FDM - AM), 2p LPF for stand alone application. •List of experiments (12) : DSB modulation with transmitted carrier (TC) / Crystal Oscillator, DSB modulation with suppressed carrier (SC), Ceramic filter (BPF), Crystal Oscillator, SSB SC modulation (for upper/lower side band), DSB TC demodulation, DSB SC demodulation, SSB SC demodulation, ASK Demodulation using synchronous detector, QAM mod demod,FDM-AM using P19(AM/FM receiver kit), Voice communication, Switched faults. AM demodulator cum AM-FM Receiver Expt. Panel •Consisting of antenna, RF amplifier, IF amplifier, Local oscillator (455KHz), Mixer, Audio amplifier with L/S. • AM demodulator - Diode Detector for DSB. • Switched faults -16 Nos. •Synthesized Superheterodyne Receiver - AM receiver cum tunner (450 to 1450KHz), FM receiver cum tunner (88 to 108MHz) List of Experiment (8): AM receiver (5) : DSB TC demodulation using tuning of AM receiver, Sensitivity of radio receiver, Signal to noise ratio, Effect of AGC, Fidelity of Radio Receiver. FM receiver (3): FM demod using tuning of FM receiver, Sensitivity of radio receiver, Selectivity of radio receiver . FDM AM : Using, Frequency Division Multiplexed channel recovery. Inclusive of 3 years of onsite warranty and trainer should be safety aesthetically designed injection molded desk not wooden box (anti Green), not metallic box (Corrosive and shock possibility for the students). | 55490 | 2 | [11 empty] | 2 | 110980
3 | GSM Study kit Salient Features • Aesthetically designed Injection moulded Plastic enclosure. • XPO series of VLSI / Embedded trainers VIZ; CPLD, FPGA, ARM7, 89C51Rd2, PIC16F,PIC18F,AVR, etc. • Supports use of 5V tolerant ICs obviating need of special precautions by students. • Set of Users Guide provided with each unit with emphasis on C Programming as well as assembly language programming. • In circuit system programming (ICSP) supported through PC ports of COM/LPT (JTAG). • Can interface to application boards of XPO series microprocessor trainers saving customer investment. • I2C, SPI bus interface. Technical Specifications: Following Onboard Resources are offered for experimentation however not every resource can be used fully with particular ECU due to paucity of its IO capacity. Speed : 16 MHz crystal operated multi-output clock source to operate various resources on Mother Board like CPU, Baud rate, T/C etc. I/O Pins : 48 I/O lines through 2 Nos. of 26 pin FRC header. Serial Interface: RS-232c serial interface using RS232 driver IC through 9 Pin male D connector. Parallel Interface : 25 pin male D connector for Parallel interface for JTAG based programming. Display: 16 X 2 LCD (Backlit) Key Board - Keyboard interface to support 101 keys PC AT/PS2 keyboard. Battery Backup :Lithium battery (3V/48mAH) provided to supply power to RTC. Additional Resources • Ext. L/S (8/0.5W) I/F for experiments on frequency synthesis. • Reset push button. • Variable Slow CLK (2Hz-64Hz) provided for internal timers/counter functions applications. • Variable Pot (0 -5V) to stimulate analog I/P for built in ADC wherever applicable. • General purpose bicolor (green, red) 8 x 2 LEDs & 8 Push Button Switches & DIP • switches. • I2C based 24C512 (EEPROM), DS1307 & SPI based 93C46 • [EEPROM] Power Supply: SMPS 5V/2.5Amp. With RCA plug +12V/850mA, -12V/250mA with 4 pin reliamate SMPS. AC P230Vac +/-10% / 50Hz. ISP cables 1) 9 pin Female to 9 pin male RS-232C cable 2) 26 pin FRC IO cable 3) 25 pin female to 25 pin male for Parallel Interface EST- ARM LPC2138/2148 : COTROLLER DEVICE ARM LPC2138 (LPC2148) Manufacture Model PHILIPS PACKAGE LQFP64 (SMD) CAPACITY ON CHIP RAM FLASH/EEPROM 32K Bytes 512 K Bytes OPERATING FREQ 14 MHz I/O CAPACITY 47 OPERATING SYSTEM ICSP S/W PC PORT Win XP Flash Magic Com port or JTAG SPECIAL PURPOSE Ios 10 Bit ADC DAC 1 PWM EXECUTION METHOD From Flash PROGRAMMING LANGUAGE* IDE-PN GNUATM, C & assembly tools GSM/GPRS Application Module: Technical Specifications: •Input: TTL RS 232. •Output: External RF antenna. •Power Supply: 3.2V ~ 4.8V. •Headset with built in MIC. •Module Specifications: •Frequency Band: SIM 900 Quad Band: GSM 850 MHz, EGSM 900 MHz, DCS 1800 MHz PCS 1900 MHz.SIM 900 can search 4 frequency bands automatically •Transmitting Power: Class 4 (2W) at GSM 850 & EGSM 900, Class 1(1W) at DCS 1800 & PCS 1900. l GPRS Connectivity: GPRS multi-slot class 10 (Default), GPRS multi-slot class 8 (option). l Data GPRS: Data downlink transfer-max 85.6Kbps, Data uplink transfer-max 42.8 Kbps, Integrate the TCP/IP Protocol. •SIM Interface: Support SIM Card List of Experiments: •Study of AT command using hyper terminal viz; Network Registration, Answer an incoming Call, Mobile originated call to dial a number, Message sending & reading , GPS commands etc. l You will need 1 no. of XPO-EST 89V51RD2 KIT with GSM application module to perform above experiments. Inclusive of 3 years of onsite warranty and trainer should be safety aesthetically designed injection molded desk not wooden box (anti Green), not metallic box (Corrosive and shock possibility for the students). | 34150 | 2 | 6090244 | 15 | 550053 | 15 | #VALUE! | 0 | 0 | 7 | 220094 |  |  | 2 | 68300 | 2 | 68300
4 | ASK Mod/Demod System trainer model Salient Features • Can learn & experiment about variety of communication mediums (AM, FM, FO Wired) & methods (Modulation / Demodulation Analog/ Digital). • Covers Analog communication, Digital communication, Fiber optics characteristics as well as communication, Wired communication through various modular experiment panels implemented using latest state of arts VLSI/CPLD's. • Aesthetically designed injection molded electronic desk (master unit) carrying useful experiment resources like power supplies, Multi Fuction generators, FM/AM/FO/Transmitter/receiver, MIC & L/S amplifier, Butterworth Filter (BWF), Sync sine waves etc while central slot will hold various replaceable experiment panels. • Connection through sturdy 4mm Banana sockets, patch cords, ST connectors, BNC Connectors. • Student workbook & instructor's Guide provided Specifications • Built in DC Power Supply : 5V/1A, ± 12V/500mA, 0 to -15V DC (Variable) / 100mA, 0 to15V DC Variable)/100mA. • Waveform Generator : 1.Carrier Generator: • Waveform : SINE / TRG / TTL / CMOS (settable) • Output Frequency : 1 Hz to 1 MHZ • Output Voltage : 0-20 Vpp • Controls : Frequency & Amplitude control pots • Modulation : AM (std) -I/P volt - ±5V, 0V-No modulation AM (DSBSC)-I/P volt. 0-9.8 Vpp, o/p volt.0- 2.7, FM I/P volt. 400mV (±50% modulation), ASK- I/P upto 500Hz, ±5V Square wave, FSK-I/P upto 500Hz, ±4.5V Square wave. 2 Audio Oscillator: • Waveform : SINE / TRG / SQUARE • Output Frequency : 50 Hz to 5KHz • Output Voltage : Sine 0-2Vpp, Sq. 0-9 Vpp, TRG. 0-3Vpp • Controls : Freq & Amplitude control pots. 3.Synchronized Sine Wave Generator : • Input : 32 KHz TTL I/P to Generate 4 nos. of sync. sine O/P • Waveform : SINE • Output Frequency : 250 / 500 / 1000 / 2000 Hz • Output Voltage : 0-10 Vpp • Controls : Amplitude control pot • Mic with Pre-Amp. Hand held Electret / dynamic microphone with preamplifier for audio range. • Audio Amplifier : Variable Gain upto 20 for Audio range, Built in Loudspeaker - 8 ohm/500mW / earphone. • Pink Noise Gen. : Frequency response of filter for audio range. • Buffer/AC amplifier : NIV gain amplifier 2 Nos, Gain- 0-20, For Non sinusoidal Signal Generator cum INV buffer. • BNC TO Banana Converter : Converts 1 BNC Socket to 2 Banana Sockets (4mm) & Vice Versa. • Butter Worth Filter [LPF]: 4 Nos - 2 pole/4 pole butter worth filter cutoff freq 3.4 KHz Audio range. • Pseudo Random Binary Sequence generator : Switch settable for on/off fix 15 bit PRBS Generator, will also function as input digital data stream generator. Wireless Communication : • 1a. FM Transmitter (Transistorized) : • Carrier Tunable from 88 MHz to 108 MHz with built in FM [VCD] • Modulating Signal : Amplitude - 5Vpp, Freq. - Audio Range • Tx Power O/P : 50 to 100mW • 1b. FM Receiver : External 5 BS5 to connect to antenna, 2nd IF Input, 2nd IF Output, speaker & Audio amplifier, AM/FM Select switch, L/S impedance 8 ohm / 0.5 W. l .Controls (Manually) : Settable 88 to 108 MHZ • Antenna / Transmission: Telescopic antenna [3 branch antenna] 2a. AM Transmitter (Transistorized): • Carrier : 500KHz to 1.5MHz • Modulating Signal: Amplitude - 5Vpp, Freq.- Audio Range. • Tx Power Output : 50 to 100mW. • 2b. AM Receiver : External 5 BS5 to connect to antenna, 2nd IF Input, 2nd IF O/P, speaker & Audio amplifier, AM/FM Select switch, L/S impedance 8 ohm / 0.5 W. • Controls (Manually) : Gain control settable from 0 to 4.5V. 3a. Fibre Optics Transmitter : • Data Input Bandwidth : 500KHz to 1.5MHz. • Modulating Signal : Amplitude - 5Vpp, Freq.- Audio Range. • Tx Power Output : 50 to 100mW. 3b. FO Receiver : Detector (tr=8ms) separate BS5 socket for digital, AC coupled & TTL o/ps. • Controls (Manually) : Transmitter bias control. • Antenna / Transmission: 1m plastic fiber cable, CRT-1.492, NA- 0.5, 660nm, step index, terminated with SMA connector. List of Experiment on Master Unit (9): 1) Voice link using mic & LS amplifier, 2) Study of AM Xmitter / Receiver, 3) Study of FM Xmitter / Receiver, 4) Band determination of PLL as FM Detector 5) A) PLL as FM Detector B) FSK (Frequency Shift Keying) Mod / Demod [Wired] C) FSK (Frequency Shift Keying) Mod / Demod [Through FO] 6) A) Diode as AM Detector B) ASK (Amplitude Shift Keying) Mod / Demod [Wired] C) ASK (Amplitude Shift Keying) Mod / Demod [Through FO] 7) Fiber Optics Transmitter / Receiver 7.1) Analog Bandwidth. 7.2) Digital Bandwidth. 7.3) Voice Communication using mic, speaker & Fiber optics 7.4) Listening to AM/FM Radio through Fiber Optics link 8) Pseudo Random Binary Sequence Generator [PRBS] 9) Study of active filters, Noise generation & elimination. A) Study of Pink Noise Generator B) Study of Signal To Noise Ratio of an Amplifier C) Study of active 2nd & 4th order Low Pass Filter D) Study of Frequency response of HPF / AC Amplifier [3H] E) Study of Frequency response of HPF / AC Amplifier [1.6K]. Carrier modulation/ Demodulation Expt. Panel • Carrier Sine wave-500KHz, 250KHz(0° phase) & 250KHz(90° phase) with settable amplitude 0 to 2Vpp. • 4 MHz Crystal Stabilized Clock. • On board Unipolar to Bi polar Converter, Data Squaring. • Carrier Modulation Techniques ASK, FSK, PSK & QPSK. • Carrier De-Modulation Techniques ASK (Rectifier Detector), FSK (Phase Lock Loop Detector), PSK (Squaring loop Detector) & QPSK (Fourth power loop detector). • Low Pass Filter 2 Nos with Cut off Frequency 340KHz. List of experiments (4) : Amplitude Shift Keying [ASK] Modulation / Demodulation, Frequency Shift Keying [FSK] Modulation / Demodulation, Phase Shift Keying [PSK] Modulation / Demodulation, Quadrature Phase Shift Keying [QPSK] Modulation / Demodulation. Inclusive of 3 years of onsite warranty and trainer should be safety aesthetically designed injection molded desk not wooden box (anti Green), not metallic box (Corrosive and shock possibility for the students). | 40303 | 4 | [11 empty] | 4 | 161212 | 4 | 161212
5 | FM Transmitter trainer kit Salient Features • Can learn & experiment about variety of communication mediums (AM, FM, FO Wired) & methods (Modulation / Demodulation Analog/ Digital). • Covers Analog communication, Digital communication, Fiber optics characteristics as well as communication, Wired communication through various modular experiment panels implemented using latest state of arts VLSI/CPLD's. • Aesthetically designed injection molded electronic desk (master unit) carrying useful experiment resources like power supplies, Multi Fuction generators, FM/AM/FO/Transmitter/receiver, MIC & L/S amplifier, Butterworth Filter (BWF), Sync sine waves etc while central slot will hold various replaceable experiment panels. • Connection through sturdy 4mm Banana sockets, patch cords, ST connectors, BNC Connectors. • Student workbook & instructor's Guide provided Specifications • Built in DC Power Supply : 5V/1A, ± 12V/500mA, 0 to -15V DC (Variable) / 100mA, 0 to15V DC Variable)/100mA. • Waveform Generator : 1.Carrier Generator: • Waveform : SINE / TRG / TTL / CMOS (settable) • Output Frequency : 1 Hz to 1 MHZ • Output Voltage : 0-20 Vpp • Controls : Frequency & Amplitude control pots • Modulation : AM (std) -I/P volt - ±5V, 0V-No modulation AM (DSBSC)-I/P volt. 0-9.8 Vpp, o/p volt.0- 2.7, FM I/P volt. 400mV (±50% modulation), ASK- I/P upto 500Hz, ±5V Square wave, FSK-I/P upto 500Hz, ±4.5V Square wave. 2 Audio Oscillator: • Waveform : SINE / TRG / SQUARE • Output Frequency : 50 Hz to 5KHz • Output Voltage : Sine 0-2Vpp, Sq. 0-9 Vpp, TRG. 0-3Vpp • Controls : Freq & Amplitude control pots. 3.Synchronized Sine Wave Generator : • Input : 32 KHz TTL I/P to Generate 4 nos. of sync. sine O/P • Waveform : SINE • Output Frequency : 250 / 500 / 1000 / 2000 Hz • Output Voltage : 0-10 Vpp • Controls : Amplitude control pot • Mic with Pre-Amp. Hand held Electret / dynamic microphone with preamplifier for audio range. • Audio Amplifier : Variable Gain upto 20 for Audio range, Built in Loudspeaker - 8 ohm/500mW / earphone. • Pink Noise Gen. : Frequency response of filter for audio range. • Buffer/AC amplifier : NIV gain amplifier 2 Nos, Gain- 0-20, For Non sinusoidal Signal Generator cum INV buffer. • BNC TO Banana Converter : Converts 1 BNC Socket to 2 Banana Sockets (4mm) & Vice Versa. • Butter Worth Filter [LPF]: 4 Nos - 2 pole/4 pole butter worth filter cutoff freq 3.4 KHz Audio range. • Pseudo Random Binary Sequence generator : Switch settable for on/off fix 15 bit PRBS Generator, will also function as input digital data stream generator. Wireless Communication : • 1a. FM Transmitter (Transistorized) : • Carrier Tunable from 88 MHz to 108 MHz with built in FM [VCD] • Modulating Signal : Amplitude - 5Vpp, Freq. - Audio Range • Tx Power O/P : 50 to 100mW • 1b. FM Receiver : External 5 BS5 to connect to antenna, 2nd IF Input, 2nd IF Output, speaker & Audio amplifier, AM/FM Select switch, L/S impedance 8 ohm / 0.5 W. l .Controls (Manually) : Settable 88 to 108 MHZ • Antenna / Transmission: Telescopic antenna [3 branch antenna] 2a. AM Transmitter (Transistorized): • Carrier : 500KHz to 1.5MHz • Modulating Signal: Amplitude - 5Vpp, Freq.- Audio Range. • Tx Power Output : 50 to 100mW. • 2b. AM Receiver : External 5 BS5 to connect to antenna, 2nd IF Input, 2nd IF O/P, speaker & Audio amplifier, AM/FM Select switch, L/S impedance 8 ohm / 0.5 W. • Controls (Manually) : Gain control settable from 0 to 4.5V. 3a. Fibre Optics Transmitter : • Data Input Bandwidth : 500KHz to 1.5MHz. • Modulating Signal : Amplitude - 5Vpp, Freq.- Audio Range. • Tx Power Output : 50 to 100mW. 3b. FO Receiver : Detector (tr=8ms) separate BS5 socket for digital, AC coupled & TTL o/ps. • Controls (Manually) : Transmitter bias control. • Antenna / Transmission: 1m plastic fiber cable, CRT-1.492, NA- 0.5, 660nm, step index, terminated with SMA connector. List of Experiment on Master Unit (9): 1) Voice link using mic & LS amplifier, 2) Study of AM Xmitter / Receiver, 3) Study of FM Xmitter / Receiver, 4) Band determination of PLL as FM Detector 5) A) PLL as FM Detector B) FSK (Frequency Shift Keying) Mod / Demod [Wired] C) FSK (Frequency Shift Keying) Mod / Demod [Through FO] 6) A) Diode as AM Detector B) ASK (Amplitude Shift Keying) Mod / Demod [Wired] C) ASK (Amplitude Shift Keying) Mod / Demod [Through FO] 7) Fiber Optics Transmitter / Receiver 7.1) Analog Bandwidth. 7.2) Digital Bandwidth. 7.3) Voice Communication using mic, speaker & Fiber optics 7.4) Listening to AM/FM Radio through Fiber Optics link 8) Pseudo Random Binary Sequence Generator [PRBS] 9) Study of active filters, Noise generation & elimination. A) Study of Pink Noise Generator B) Study of Signal To Noise Ratio of an Amplifier C) Study of active 2nd & 4th order Low Pass Filter D) Study of Frequency response of HPF / AC Amplifier [3H] E) Study of Frequency response of HPF / AC Amplifier [1.6K]. FM Modulation & Demodulation Expt. Panel • Switched faults: - 8 Nos. • Modulator : (With center freq. 455 KHz). Reactance Modulator, Varactor Modulator with center frequency adjustment, Phase modulator using varactor, Armstrong Modulator using PLL. • Demodulator : Detuned resonant circuit detector, Quadrature detector, Foster-Seeley discriminators, Ratio detector, Phase-locked loop detector & determination of capture & lock range, Phase Demodulator using quadrature detector. 2P LPF for standalone application. • Pre-emphasis & De-emphasis Block for flat frequency response. List of experiments (12) : Frequency modulation using : Reactance modulator, Varactor modulator, Phase modulator using varactor, Frequency demodulation using : Detuned resonant detector, Foster Seeley/ratio detector, Study of PLL capture & lock range & its use as FM detector, Use of PLL as Armstrong Modulator, Quadrature detector, Phase demodulation using quadrature detector, Introduction of noise & its effects on frequency modulation, Voice communication, pre-emphasis & de-emphasis for flat frequency response, Switched faults. Inclusive of 3 years of onsite warranty and trainer should be safety aesthetically designed injection molded desk not wooden box (anti Green), not metallic box (Corrosive and shock possibility for the students). | 40303 | 4 |  | Grand Total | 550053=00 | Grand Total | [7 empty] | 4 | 161212 | 4 | 161212
6 | AM Transmitter trainer kit Salient Features • Can learn & experiment about variety of communication mediums (AM, FM, FO Wired) & methods (Modulation / Demodulation Analog/ Digital). • Covers Analog communication, Digital communication, Fiber optics characteristics as well as communication, Wired communication through various modular experiment panels implemented using latest state of arts VLSI/CPLD's. • Aesthetically designed injection molded electronic desk (master unit) carrying useful experiment resources like power supplies, Multi Fuction generators, FM/AM/FO/Transmitter/receiver, MIC & L/S amplifier, Butterworth Filter (BWF), Sync sine waves etc while central slot will hold various replaceable experiment panels. • Connection through sturdy 4mm Banana sockets, patch cords, ST connectors, BNC Connectors. • Student workbook & instructor's Guide provided Specifications • Built in DC Power Supply : 5V/1A, ± 12V/500mA, 0 to -15V DC (Variable) / 100mA, 0 to15V DC Variable)/100mA. • Waveform Generator : 1.Carrier Generator: • Waveform : SINE / TRG / TTL / CMOS (settable) • Output Frequency : 1 Hz to 1 MHZ • Output Voltage : 0-20 Vpp • Controls : Frequency & Amplitude control pots • Modulation : AM (std) -I/P volt - ±5V, 0V-No modulation AM (DSBSC)-I/P volt. 0-9.8 Vpp, o/p volt.0- 2.7, FM I/P volt. 400mV (±50% modulation), ASK- I/P upto 500Hz, ±5V Square wave, FSK-I/P upto 500Hz, ±4.5V Square wave. 2 Audio Oscillator: • Waveform : SINE / TRG / SQUARE • Output Frequency : 50 Hz to 5KHz • Output Voltage : Sine 0-2Vpp, Sq. 0-9 Vpp, TRG. 0-3Vpp • Controls : Freq & Amplitude control pots. 3.Synchronized Sine Wave Generator : • Input : 32 KHz TTL I/P to Generate 4 nos. of sync. sine O/P • Waveform : SINE • Output Frequency : 250 / 500 / 1000 / 2000 Hz • Output Voltage : 0-10 Vpp • Controls : Amplitude control pot • Mic with Pre-Amp. Hand held Electret / dynamic microphone with preamplifier for audio range. • Audio Amplifier : Variable Gain upto 20 for Audio range, Built in Loudspeaker - 8 ohm/500mW / earphone. • Pink Noise Gen. : Frequency response of filter for audio range. • Buffer/AC amplifier: NIV gain amplifier 2 Nos, Gain- 0-20, For Non sinusoidal Signal Generator cum INV buffer. • BNC TO Banana Converter : Converts 1 BNC Socket to 2 Banana Sockets (4mm) & Vice Versa. • Butter Worth Filter [LPF]: 4 Nos - 2 pole/4 pole butter worth filter cutoff freq 3.4 KHz Audio range. • Pseudo Random Binary Sequence generator : Switch settable for on/off fix 15 bit PRBS Generator, will also function as input digital data stream generator. Wireless Communication : • 1a. FM Transmitter (Transistorized) : • Carrier Tunable from 88 MHz to 108 MHz with built in FM [VCD] • Modulating Signal : Amplitude - 5Vpp, Freq. - Audio Range • Tx Power O/P : 50 to 100mW • 1b. FM Receiver : External 5 BS5 to connect to antenna, 2nd IF Input, 2nd IF Output, speaker & Audio amplifier, AM/FM Select switch, L/S impedance 8 ohm / 0.5 W. l .Controls (Manually) : Settable 88 to 108 MHZ • Antenna / Transmission: Telescopic antenna [3 branch antenna] 2a. AM Transmitter (Transistorized): • Carrier : 500KHz to 1.5MHz • Modulating Signal: Amplitude - 5Vpp, Freq.- Audio Range. • Tx Power Output : 50 to 100mW. • 2b. AM Receiver : External 5 BS5 to connect to antenna, 2nd IF Input, 2nd IF O/P, speaker & Audio amplifier, AM/FM Select switch, L/S impedance 8 ohm / 0.5 W. • Controls (Manually) : Gain control settable from 0 to 4.5V. 3a. Fibre Optics Transmitter : • Data Input Bandwidth : 500KHz to 1.5MHz. • Modulating Signal : Amplitude - 5Vpp, Freq.- Audio Range. • Tx Power Output : 50 to 100mW. 3b. FO Receiver : Detector (tr=8ms) separate BS5 socket for digital, AC coupled & TTL o/ps. • Controls (Manually) : Transmitter bias control. • Antenna / Transmission: 1m plastic fiber cable, CRT-1.492, NA- 0.5, 660nm, step index, terminated with SMA connector. List of Experiment on Master Unit (9): 1) Voice link using mic & LS amplifier, 2) Study of AM Xmitter / Receiver, 3) Study of FM Xmitter / Receiver, 4) Band determination of PLL as FM Detector 5) A) PLL as FM Detector B) FSK (Frequency Shift Keying) Mod / Demod [Wired] C) FSK (Frequency Shift Keying) Mod / Demod [Through FO] 6) A) Diode as AM Detector B) ASK (Amplitude Shift Keying) Mod / Demod [Wired] C) ASK (Amplitude Shift Keying) Mod / Demod [Through FO] 7) Fiber Optics Transmitter / Receiver 7.1) Analog Bandwidth. 7.2) Digital Bandwidth. 7.3) Voice Communication using mic, speaker & Fiber optics 7.4) Listening to AM/FM Radio through Fiber Optics link 8) Pseudo Random Binary Sequence Generator [PRBS] 9) Study of active filters, Noise generation & elimination. A) Study of Pink Noise Generator B) Study of Signal To Noise Ratio of an Amplifier C) Study of active 2nd & 4th order Low Pass Filter D) Study of Frequency response of HPF / AC Amplifier [3H] E) Study of Frequency response of HPF / AC Amplifier [1.6K]. AM modulation & demodulation Expt . panel • Consisting of 3 Nos. modulators, Ceramic BPF, envelope - diode detector, product detector. Built in LPF for standalone application. • Switched faults - 4 Nos. • Modulator: Balanced modulator (DSB SC) - 2Nos. & DSB - TC -1 No., SSB - SC - 1No. • Demodulator: Envelope detector-1 No., Product detector -1 No. • Frequency division multiplexing with 2 Nos. of DSB-SC AM channels (Use P19 for demod of FDM - AM), 2p LPF for stand alone application. List of experiments (12) : DSB modulation with transmitted carrier (TC) / Crystal Oscillator, DSB modulation with suppressed carrier (SC), Ceramic filter (BPF), Crystal Oscillator, SSB SC modulation (for upper/lower side band), DSB TC demodulation, DSB SC demodulation, SSB SC demodulation, ASK Demodulation using synchronous detector, QAM mod demod,FDM-AM using AM/FM receiver kit), Voice communication, Switched faults. Inclusive of 3 years of onsite warranty and trainer should be safety aesthetically designed injection molded desk not wooden box (anti Green), not metallic box (Corrosive and shock possibility for the students). | 40303 | 4 | [11 empty] | 4 | 161212 | 4 | 161212
7 | AM Reciever trainer kit Salient Features • Can learn & experiment about variety of communication mediums (AM, FM, FO Wired) & methods (Modulation / Demodulation Analog/ Digital). • Covers Analog communication, Digital communication, Fiber optics characteristics as well as communication, Wired communication through various modular experiment panels implemented using latest state of arts VLSI/CPLD's. • Aesthetically designed injection molded electronic desk (master unit) carrying useful experiment resources like power supplies, Multi Fuction generators, FM/AM/FO/Transmitter/receiver, MIC & L/S amplifier, Butterworth Filter (BWF), Sync sine waves etc while central slot will hold various replaceable experiment panels. • Connection through sturdy 4mm Banana sockets, patch cords, ST connectors, BNC Connectors. • Student workbook & instructor's Guide provided Specifications • Built in DC Power Supply : 5V/1A, ± 12V/500mA, 0 to -15V DC (Variable) / 100mA, 0 to15V DC Variable)/100mA. • Waveform Generator : 1.Carrier Generator: • Waveform : SINE / TRG / TTL / CMOS (settable) • Output Frequency : 1 Hz to 1 MHZ • Output Voltage : 0-20 Vpp • Controls : Frequency & Amplitude control pots • Modulation : AM (std) -I/P volt - ±5V, 0V-No modulation AM (DSBSC)-I/P volt. 0-9.8 Vpp, o/p volt.0- 2.7, FM I/P volt. 400mV (±50% modulation), ASK- I/P upto 500Hz, ±5V Square wave, FSK-I/P upto 500Hz, ±4.5V Square wave. 2 Audio Oscillator: • Waveform : SINE / TRG / SQUARE • Output Frequency : 50 Hz to 5KHz • Output Voltage : Sine 0-2Vpp, Sq. 0-9 Vpp, TRG. 0-3Vpp • Controls : Freq & Amplitude control pots. 3.Synchronized Sine Wave Generator : • Input : 32 KHz TTL I/P to Generate 4 nos. of sync. sine O/P • Waveform : SINE • Output Frequency : 250 / 500 / 1000 / 2000 Hz • Output Voltage : 0-10 Vpp • Controls : Amplitude control pot • Mic with Pre-Amp. Hand held Electret / dynamic microphone with preamplifier for audio range. • Audio Amplifier : Variable Gain upto 20 for Audio range, Built in Loudspeaker - 8 ohm/500mW / earphone. • Pink Noise Gen. : Frequency response of filter for audio range. • Buffer/AC amplifier: NIV gain amplifier 2 Nos, Gain- 0-20, For Non sinusoidal Signal Generator cum INV buffer. • BNC TO Banana Converter : Converts 1 BNC Socket to 2 Banana Sockets (4mm) & Vice Versa. • Butter Worth Filter [LPF]: 4 Nos - 2 pole/4 pole butter worth filter cutoff freq 3.4 KHz Audio range. • Pseudo Random Binary Sequence generator : Switch settable for on/off fix 15 bit PRBS Generator, will also function as input digital data stream generator. Wireless Communication : • 1a. FM Transmitter (Transistorized) : • Carrier Tunable from 88 MHz to 108 MHz with built in FM [VCD] • Modulating Signal : Amplitude - 5Vpp, Freq. - Audio Range • Tx Power O/P : 50 to 100mW • 1b. FM Receiver : External 5 BS5 to connect to antenna, 2nd IF Input, 2nd IF Output, speaker & Audio amplifier, AM/FM Select switch, L/S impedance 8 ohm / 0.5 W. l .Controls (Manually) : Settable 88 to 108 MHZ • Antenna / Transmission: Telescopic antenna [3 branch antenna] 2a. AM Transmitter (Transistorized): • Carrier : 500KHz to 1.5MHz • Modulating Signal: Amplitude - 5Vpp, Freq.- Audio Range. • Tx Power Output : 50 to 100mW. • 2b. AM Receiver : External 5 BS5 to connect to antenna, 2nd IF Input, 2nd IF O/P, speaker & Audio amplifier, AM/FM Select switch, L/S impedance 8 ohm / 0.5 W. • Controls (Manually) : Gain control settable from 0 to 4.5V. 3a. Fibre Optics Transmitter : • Data Input Bandwidth : 500KHz to 1.5MHz. • Modulating Signal : Amplitude - 5Vpp, Freq.- Audio Range. • Tx Power Output : 50 to 100mW. 3b. FO Receiver : Detector (tr=8ms) separate BS5 socket for digital, AC coupled & TTL o/ps. • Controls (Manually) : Transmitter bias control. • Antenna / Transmission: 1m plastic fiber cable, CRT-1.492, NA- 0.5, 660nm, step index, terminated with SMA connector. List of Experiment on Master Unit (9): 1) Voice link using mic & LS amplifier, 2) Study of AM Xmitter / Receiver, 3) Study of FM Xmitter / Receiver, 4) Band determination of PLL as FM Detector 5) A) PLL as FM Detector B) FSK (Frequency Shift Keying) Mod / Demod [Wired] C) FSK (Frequency Shift Keying) Mod / Demod [Through FO] 6) A) Diode as AM Detector B) ASK (Amplitude Shift Keying) Mod / Demod [Wired] C) ASK (Amplitude Shift Keying) Mod / Demod [Through FO] 7) Fiber Optics Transmitter / Receiver 7.1) Analog Bandwidth. 7.2) Digital Bandwidth. 7.3) Voice Communication using mic, speaker & Fiber optics 7.4) Listening to AM/FM Radio through Fiber Optics link 8) Pseudo Random Binary Sequence Generator [PRBS] 9) Study of active filters, Noise generation & elimination. A) Study of Pink Noise Generator B) Study of Signal To Noise Ratio of an Amplifier C) Study of active 2nd & 4th order Low Pass Filter D) Study of Frequency response of HPF / AC Amplifier [3H] E) Study of Frequency response of HPF / AC Amplifier [1.6K]. AM modulation & demodulation Expt . panel • Consisting of 3 Nos. modulators, Ceramic BPF, envelope - diode detector, product detector. Built in LPF for standalone application. • Switched faults - 4 Nos. • Modulator: Balanced modulator (DSB SC) - 2Nos. & DSB - TC -1 No., SSB - SC - 1No. • Demodulator: Envelope detector-1 No., Product detector -1 No. • Frequency division multiplexing with 2 Nos. of DSB-SC AM channels (Use P19 for demod of FDM - AM), 2p LPF for stand alone application. List of experiments (12) : DSB modulation with transmitted carrier (TC) / Crystal Oscillator, DSB modulation with suppressed carrier (SC), Ceramic filter (BPF), Crystal Oscillator, SSB SC modulation (for upper/lower side band), DSB TC demodulation, DSB SC demodulation, SSB SC demodulation, ASK Demodulation using synchronous detector, QAM mod demod,FDM-AM using AM/FM receiver kit), Voice communication, Switched faults. Inclusive of 3 years of onsite warranty and trainer should be safety aesthetically designed injection molded desk not wooden box (anti Green), not metallic box (Corrosive and shock possibility for the students). | 40303 | 4 | [11 empty] | 4 | 161212 | 4 | 161212
8 | FM Reciever trainer kit SALIENT FEATURES • Can learn & experiment about variety of communication mediums (AM, FM, FO Wired) & methods (Modulation / Demodulation Analog/ Digital). • Covers Analog communication, Digital communication, Fiber optics characteristics as well as communication, Wired communication through various modular experiment panels implemented using latest state of arts VLSI/CPLD's. • Aesthetically designed injection molded electronic desk (master unit) carrying useful experiment resources like power supplies, Multi Fuction generators, FM/AM/FO/Transmitter/receiver, MIC & L/S amplifier, Butterworth Filter (BWF), Sync sine waves etc while central slot will hold various replaceable experiment panels. • Connection through sturdy 4mm Banana sockets, patch cords, ST connectors, BNC Connectors. • Student workbook & instructor's Guide provided SPECIFICATIONS OF MASTER UNIT • Built in DC Power Supply : 5V/1A, ± 12V/500mA, 0 to -15V DC (Variable) / 100mA, 0 to15V DC Variable)/100mA. • Waveform Generator : 1.Carrier Generator: • Waveform : SINE / TRG / TTL / CMOS (settable) • Output Frequency : 1 Hz to 1 MHZ • Output Voltage : 0-20 Vpp • Controls : Frequency & Amplitude control pots • Modulation : AM (std) -I/P volt - ±5V, 0V-No modulation AM (DSBSC)-I/P volt. 0-9.8 Vpp, o/p volt.0- 2.7, FM I/P volt. 400mV (±50% modulation), ASK- I/P upto 500Hz, ±5V Square wave, FSK-I/P upto 500Hz, ±4.5V Square wave. 2 Audio Oscillator: • Waveform : SINE / TRG / SQUARE • Output Frequency : 50 Hz to 5KHz • Output Voltage : Sine 0-2Vpp, Sq. 0-9 Vpp, TRG. 0-3Vpp • Controls : Freq & Amplitude control pots. 3.Synchronized Sine Wave Generator : • Input : 32 KHz TTL I/P to Generate 4 nos. of sync. sine O/P • Waveform : SINE • Output Frequency : 250 / 500 / 1000 / 2000 Hz • Output Voltage : 0-10 Vpp • Controls : Amplitude control pot • Mic with Pre-Amp. Hand held Electret / dynamic microphone with preamplifier for audio range. • Audio Amplifier : Variable Gain upto 20 for Audio range, Built in Loudspeaker - 8 ohm/500mW / earphone. • Pink Noise Gen. : Frequency response of filter for audio range. • Buffer/AC amplifier : NIV gain amplifier 2 Nos, Gain- 0-20, For Non sinusoidal Signal Generator cum INV buffer. • BNC TO Banana Converter : Converts 1 BNC Socket to 2 Banana Sockets (4mm) & Vice Versa. • Butter Worth Filter [LPF]: 4 Nos - 2 pole/4 pole butter worth filter cutoff freq 3.4 KHz Audio range. • Pseudo Random Binary Sequence generator : Switch settable for on/off fix 15 bit PRBS Generator, will also function as input digital data stream generator. Wireless Communication : • 1a. FM Transmitter (Transistorized) : • Carrier Tunable from 88 MHz to 108 MHz with built in FM [VCD] • Modulating Signal : Amplitude - 5Vpp, Freq. - Audio Range • Tx Power O/P : 50 to 100mW • 1b. FM Receiver : External 5 BS5 to connect to antenna, 2nd IF Input, 2nd IF Output, speaker & Audio amplifier, AM/FM Select switch, L/S impedance 8 ohm / 0.5 W. Controls (Manually) : Settable 88 to 108 MHZ • Antenna / Transmission: Telescopic antenna [3 branch antenna] 2a. AM Transmitter (Transistorized): • Carrier : 500KHz to 1.5MHz • Modulating Signal: Amplitude - 5Vpp, Freq.- Audio Range. • Tx Power Output : 50 to 100mW. • 2b. AM Receiver : External 5 BS5 to connect to antenna, 2nd IF Input, 2nd IF O/P, speaker & Audio amplifier, AM/FM Select switch, L/S impedance 8 ohm / 0.5 W. • Controls (Manually) : Gain control settable from 0 to 4.5V. 3a. Fibre Optics Transmitter : • Data Input Bandwidth : 500KHz to 1.5MHz. • Modulating Signal : Amplitude - 5Vpp, Freq.- Audio Range. • Tx Power Output : 50 to 100mW. 3b. FO Receiver : Detector (tr=8ms) separate BS5 socket for digital, AC coupled & TTL o/ps. • Controls (Manually) : Transmitter bias control. • Antenna / Transmission: 1m plastic fiber cable, CRT-1.492, NA- 0.5, – 660nm, step index, terminated with SMA connector. List of Experiment on Master Unit (9): 1) Voice link using mic & LS amplifier, 2) Study of AM Xmitter / Receiver, 3) Study of FM Xmitter / Receiver, 4) Band determination of PLL as FM Detector 5) A) PLL as FM Detector B) FSK (Frequency Shift Keying) Mod / Demod [Wired] C) FSK (Frequency Shift Keying) Mod / Demod [Through FO] 6) A) Diode as AM Detector B) ASK (Amplitude Shift Keying) Mod / Demod [Wired] C) ASK (Amplitude Shift Keying) Mod / Demod [Through FO] 7) Fiber Optics Transmitter / Receiver 7.1) Analog Bandwidth. 7.2) Digital Bandwidth. 7.3) Voice Communication using mic, speaker & Fiber optics 7.4) Listening to AM/FM Radio through Fiber Optics link 8) Pseudo Random Binary Sequence Generator [PRBS] 9) Study of active filters, Noise generation & elimination. A) Study of Pink Noise Generator B) Study of Signal To Noise Ratio of an Amplifier C) Study of active 2nd & 4th order Low Pass Filter D) Study of Frequency response of HPF / AC Amplifier [3H] E) Study of Frequency response of HPF / AC Amplifier [1.6K]. AM modulation & demodulation Expt . panel (Provided with 26 banana) • Consisting of 3 Nos. modulators, Ceramic BPF, envelope - diode detector, product detector. Built in LPF for standalone application. • Switched faults - 4 Nos. • Modulator: Balanced modulator (DSB SC) - 2Nos. & DSB - TC -1 No., SSB - SC - 1No. • Demodulator: Envelope detector-1 No., Product detector -1 No. • Frequency division multiplexing with 2 Nos. of DSB-SC AM channels (Use P19 for demod of FDM - AM), 2p LPF for stand alone application. •List of experiments (12) : DSB modulation with transmitted carrier (TC) / Crystal Oscillator, DSB modulation with suppressed carrier (SC), Ceramic filter (BPF), Crystal Oscillator, SSB SC modulation (for upper/lower side band), DSB TC demodulation, DSB SC demodulation, SSB SC demodulation, ASK Demodulation using synchronous detector, QAM mod demod,FDM-AM using P19(AM/FM receiver kit), Voice communication, Switched faults. AM demodulator cum AM-FM Receiver Expt. Panel •Consisting of antenna, RF amplifier, IF amplifier, Local oscillator (455KHz), Mixer, Audio amplifier with L/S. • AM demodulator - Diode Detector for DSB. • Switched faults -16 Nos. •Synthesized Superheterodyne Receiver - AM receiver cum tunner (450 to 1450KHz), FM receiver cum tunner (88 to 108MHz) List of Experiment (8): AM receiver (5) : DSB TC demodulation using tuning of AM receiver, Sensitivity of radio receiver, Signal to noise ratio, Effect of AGC, Fidelity of Radio Receiver. FM receiver (3): FM demod using tuning of FM receiver, Sensitivity of radio receiver, Selectivity of radio receiver . FDM AM : Using, Frequency Division Multiplexed channel recovery. Inclusive of 3 years of onsite warranty and trainer should be safety aesthetically designed injection molded desk not wooden box (anti Green), not metallic box (Corrosive and shock possibility for the students). | 55490 | 4 | [11 empty] | 4 | 221960 | 4 | 221960
9 | Superhetrodyne Receiver trainer kit Salient Features • Can learn & experiment about variety of communication mediums (AM, FM, FO Wired) & methods (Modulation / Demodulation Analog/ Digital). • Covers Analog communication, Digital communication, Fiber optics characteristics as well as communication, Wired communication through various modular experiment panels implemented using latest state of arts VLSI/CPLD's. • Aesthetically designed injection molded electronic desk (master unit) carrying useful experiment resources like power supplies, Multi Fuction generators, FM/AM/FO/Transmitter/receiver, MIC & L/S amplifier, Butterworth Filter (BWF), Sync sine waves etc while central slot will hold various replaceable experiment panels • Connection through sturdy 4mm Banana sockets, patch cords, ST connectors, BNC Connectors. • Student workbook & instructor's Guide provided Specifications • Built in DC Power Supply : 5V/1A, ± 12V/500mA, 0 to -15V DC (Variable) / 100mA, 0 to15V DC Variable)/100mA. • Waveform Generator : 1.Carrier Generator: • Waveform : SINE / TRG / TTL / CMOS (settable) • Output Frequency : 1 Hz to 1 MHZ • Output Voltage : 0-20 Vpp • Controls : Frequency & Amplitude control pots • Modulation : AM (std) -I/P volt - ±5V, 0V-No modulation AM (DSBSC)-I/P volt. 0-9.8 Vpp, o/p volt.0- 2.7, FM I/P volt. 400mV (±50% modulation), ASK- I/P upto 500Hz, ±5V Square wave, FSK-I/P upto 500Hz, ±4.5V Square wave. 2 Audio Oscillator: • Waveform : SINE / TRG / SQUARE • Output Frequency : 50 Hz to 5KHz • Output Voltage : Sine 0-2Vpp, Sq. 0-9 Vpp, TRG. 0-3Vpp • Controls : Freq & Amplitude control pots. 3.Synchronized Sine Wave Generator : • Input : 32 KHz TTL I/P to Generate 4 nos. of sync. sine O/P • Waveform : SINE • Output Frequency : 250 / 500 / 1000 / 2000 Hz • Output Voltage : 0-10 Vpp • Controls : Amplitude control pot • Mic with Pre-Amp. Hand held Electret / dynamic microphone with preamplifier for audio range. • Audio Amplifier : Variable Gain upto 20 for Audio range, Built in Loudspeaker - 8 ohm/500mW / earphone. • Pink Noise Gen. : Frequency response of filter for audio range. • Buffer/AC amplifier : NIV gain amplifier 2 Nos, Gain- 0-20, For Non sinusoidal Signal Generator cum INV buffer. • BNC TO Banana Converter : Converts 1 BNC Socket to 2 Banana Sockets (4mm) & Vice Versa. • Butter Worth Filter [LPF]: 4 Nos - 2 pole/4 pole butter worth filter cutoff freq 3.4 KHz Audio range. • Pseudo Random Binary Sequence generator : Switch settable for on/off fix 15 bit PRBS Generator, will also function as input digital data stream generator. Wireless Communication : • 1a. FM Transmitter (Transistorized) : • Carrier Tunable from 88 MHz to 108 MHz with built in FM [VCD] • Modulating Signal : Amplitude - 5Vpp, Freq. - Audio Range • Tx Power O/P : 50 to 100mW • 1b. FM Receiver : External 5 BS5 to connect to antenna, 2nd IF Input, 2nd IF Output, speaker & Audio amplifier, AM/FM Select switch, L/S impedance 8 ohm / 0.5 W. Controls (Manually) : Settable 88 to 108 MHZ • Antenna / Transmission: Telescopic antenna [3 branch antenna] 2a. AM Transmitter (Transistorized): • Carrier : 500KHz to 1.5MHz • Modulating Signal: Amplitude - 5Vpp, Freq.- Audio Range. • Tx Power Output : 50 to 100mW. • 2b. AM Receiver : External 5 BS5 to connect to antenna, 2nd IF Input, 2nd IF O/P, speaker & Audio amplifier, AM/FM Select switch, L/S impedance 8 ohm / 0.5 W. • Controls (Manually) : Gain control settable from 0 to 4.5V. 3a. Fibre Optics Transmitter : • Data Input Bandwidth : 500KHz to 1.5MHz. • Modulating Signal : Amplitude - 5Vpp, Freq.- Audio Range. • Tx Power Output : 50 to 100mW. 3b. FO Receiver : Detector (tr=8ms) separate BS5 socket for digital, AC coupled & TTL o/ps. • Controls (Manually) : Transmitter bias control. • Antenna / Transmission: 1m plastic fiber cable, CRT-1.492, NA- 0.5, – 660nm, step index, terminated with SMA connector. List of Experiment on Master Unit (9): 1) Voice link using mic & LS amplifier, 2) Study of AM Xmitter / Receiver, 3) Study of FM Xmitter / Receiver, 4) Band determination of PLL as FM Detector 5) A) PLL as FM Detector B) FSK (Frequency Shift Keying) Mod / Demod [Wired] C) FSK (Frequency Shift Keying) Mod / Demod [Through FO] 6) A) Diode as AM Detector B) ASK (Amplitude Shift Keying) Mod / Demod [Wired] C) ASK (Amplitude Shift Keying) Mod / Demod [Through FO] 7) Fiber Optics Transmitter / Receiver 7.1) Analog Bandwidth. 7.2) Digital Bandwidth. 7.3) Voice Communication using mic, speaker & Fiber optics 7.4) Listening to AM/FM Radio through Fiber Optics link 8) Pseudo Random Binary Sequence Generator [PRBS] 9) Study of active filters, Noise generation & elimination. A) Study of Pink Noise Generator B) Study of Signal To Noise Ratio of an Amplifier C) Study of active 2nd & 4th order Low Pass Filter D) Study of Frequency response of HPF / AC Amplifier [3H] E) Study of Frequency response of HPF / AC Amplifier [1.6K]. AM demodulator cum AM-FM Receiver Expt. Panel •Consisting of antenna, RF amplifier, IF amplifier, Local oscillator (455KHz), Mixer, Audio amplifier with L/S. • AM demodulator - Diode Detector for DSB. • Switched faults -16 Nos. •Synthesized Superheterodyne Receiver - AM receiver cum tunner (450 to 1450KHz), FM receiver cum tunner (88 to 108MHz) List of Experiment (8): AM receiver (5) : DSB TC demodulation using tuning of AM receiver, Sensitivity of radio receiver, Signal to noise ratio, Effect of AGC, Fidelity of Radio Receiver. FM receiver (3): FM demod using tuning of FM receiver, Sensitivity of radio receiver, Selectivity of radio receiver . FDM AM : Using, Frequency Division Multiplexed channel recovery. Inclusive of 3 years of onsite warranty and trainer should be safety aesthetically designed injection molded desk not wooden box (anti Green), not metallic box (Corrosive and shock possibility for the students). | 40303 | 4 | [11 empty] | 4 | 161212 | 4 | 161212
| Total: |  |  | 12180488 |  | 1100106 |  | #VALUE! |  | 3959746 |  | 503622 |  |  |  | 5664257 |  | 3853476

## ECE
Department of Science and Technology - Patna, Bihar.
Standardization of Equipment in the Laboratories of All Engg. Colleges.
Branch: ECE
Name of the College |  |  |  |  | SCE Supaul |  | GEC Vaishali |  | GEC Kaimur
S.NO | Name of the Equipment with Specification | Quantity Required | Price / Unit (in Rs) | Total | Required Qty | Amount | Required Qty | Amount | Required Qty | Amount
LAB 1: ADVANCE COMMUNICATION SYSTEM/ADVANCE SYSTEMS
1 | Amplitude Modulation/demodulation system trainer | 2 | 9500 | 19000 | 2 | 19500 | 0
2 | DSB-SC AM Modulation/demodulation system trainer | 2 | 9500 | 19000 | 2 | 19000
3 | Amplitude modulation/demodulation using I.C. | 2 | 3000 | 6000 | 2 | 6000
4 | PLL FM Modulation/demodulation | 2 | 3000 | 6000 | 2 | 6000
5 | Sampling Theorem Trainer (Sampling & Reconstruction) | 2 | 5000 | 10000 | 2 | 5000
6 | Time division multiplexing/demultiplexing system trainer | 2 | 9500 | 19000 | 2 | 19000 |  | 0
7 | AM/DSB/SSB Kit | 2 | 9500 | 19000 | 2 | 19000
8 | Noise- audio kit | 2 | 9500 | 19000 | 0 | 0 |  | 0
9 | Voltage controlled oscillator(V.C.O.) Module | 2 | 2500 | 5000 | 2 | 5000
10 | Phase locked loop (PLL ) Module | 2 | 2500 | 5000 | 2 | 5000
11 | Pre- emphasis & De- emphasis module | 2 | 2500 | 5000 | 2 | 5000
12 | Phase code modulation/demodulation system trainer | 2 | 9500 | 19000 | 2 | 19000
13 | Microwave Bench with Accessories | 1 | 400000 | 400000 | 1 | 400000 |  | 0
14 | KIT for Photodiode LED Tunnel Diode | 1 | 5000 | 5000 | 1 | 5000 |  | 0
15 | Dual Trade URO of 30 MHZ | 1 | 30000 | 30000 | 1 | 30000 |  | 0
16 | Kit for 01-AMP as us Subtractive /Additive / integrator | 1 | 4000 | 4000 | 1 | 4000 |  | 0
Lab 2 : POWER ELECTRONICS
S.NO | Name of the Equipment with Specification | Quantity Required | Price / Unit (in Rs) | Total
1 | Characteristics of SCR | 3 | 2000 | 6000 | 0 | 0
2 | Characteristics of diac&triac | 2 | 2000 | 4000 | 0 | 0
3 | SCR Triggering Circuits | 2 | 2500 | 5000 | 2 | 5000
4 | AC and DC Power Control Trainer | 2 | 8000 | 16000 | 2 | 16000 |  | 0
5 | AC Phase Control using SCR | 3 | 2000 | 6000 | 3 | 6000 |  | 0
6 | AC Phase control using diac&triac | 2 | 2000 | 4000 | 2 | 4000 |  | 0
7 | DC regulated power supply using SCR | 2 | 4000 | 8000 | 2 | 8000 |  | 0
8 | AC regulated power supply using triac | 2 | 6000 | 12000 | 2 | 12000 |  | 0
9 | Inverter using power Transistors | 2 | 5000 | 10000 | 2 | 10000 |  | 0
10 | Inverter using power MOSFET | 2 | 12000 | 24000 | 2 | 24000 |  | 0
11 | Series Inverter using SCR | 3 | 7000 | 21000 | 2 | 14000
12 | Parallel Inverter using SCR | 3 | 7000 | 21000 | 2 | 14000
13 | Single phase half wave controlled rectifier trainer | 2 | 2500 | 5000 | 2 | 5000
14 | Single phase full wave bridge controlled rectifier trainer | 2 | 4000 | 8000 | 2 | 8000
15 | UJT Characteristic Kit | 2 | 2500 | 5000 | 1 | 2500
16 | Speed control of DC motor using SCR with 12 V DC motor | 2 | 3000 | 6000 | 2 | 6000
17 | UJT relaxation oscillator experimental kit | 3 | 3000 | 9000 | 2 | 6000 |  | 0
18 | TRIAC based AC phase control experimental kit for varying lamp intensity and AC fan speed control | 2 | 7500 | 15000 | 2 | 15000 |  | 0
19 | Power supply training system using ICs | 2 | 6000 | 12000 | 2 | 6000
Lab: DIGITAL ELECTRONICS & MICROPROCESSOR
S.NO | Name of the Equipment with Specification | Quantity Required | Price / Unit (in Rs) | Total
1 | Expt. board for verification and interpretation of truth table for AND,OR,NOT,NAND,NOR,XOR, XNOR, Gates. | 2 | 5000 | 10000 | 1 | 5000 |  |  | 2 | 10000
2 | Expt. Board for construction of half adder using gates. | 2 | 3000 | 6000 | 1 | 3000 |  |  | 2 | 6000
3 | Expt. Board for construction of full adder using gates. | 2 | 3500 | 7000 | 1 | 3500 |  |  | 2 | 7000
4 | Expt. Board for verification operation of a 8- bit D/A converter. | 2 | 4000 | 8000 | 0 | 0 |  |  | 2 | 8000
5 | 4 bit adder, 2’s compliment subtractorckt. using 4 bit adder IC and an XOR IC kitto verify its operation | 2 | 4000 | 8000 | 2 | 8000 |  |  | 2 | 8000
6 | Kit to verify the truth table for +ve edge triggered, -ve edge triggered, level triggered IC flip flops (at least one IC each of D latch, D flip flop, JK flip flop) | 1 | 4500 | 4500 | 1 | 4500 |  | 0 | 1 | 4500
7 | Kit to verify the truth table for encoder and decoder IC’s, mux and DeMux. | 2 | 3500 | 7000 | 2 | 3500 |  |  | 2 | 7000
8 | Basic digital Electronics kit | 2 | 4000 | 8000 | 2 | 8000 |  |  | 2 | 8000
9 | 4 bit adder and subtractor kit | 2 | 3500 | 7000 | 2 | 7000 |  |  | 2 | 7000
10 | Flip flop kit | 2 | 4000 | 8000 | 2 | 8000 |  |  | 2 | 8000
11 | Multiplexer de-multiplexer kit | 2 | 3500 | 7000 | 0 | 0 |  |  | 2 | 7000
12 | Digital frequency meter/universal counter/timer experimental kit | 2 | 4500 | 9000 | 2 | 9000 |  |  | 2 | 9000
13 | Logic probes TTL and CMOS | 2 | 5000 | 10000 | 2 | 10000 |  | 0 | 2 | 10000
14 | Logic trainer boards | 10 | 5500 | 55000 | 4 | 22000 |  |  | 10 | 55000
15 | Universal programmer | 2 | 8000 | 16000 | 2 | 16000 |  |  | 2 | 16000
16 | EPROM programmer | 1 | 10000 | 10000 | 1 | 10000 | 0 | 0 | 1 | 10000
17 | EPROM eraser | 1 | 10000 | 10000 | 1 | 10000 | 0 | 0 | 1 | 10000
18 | Half and full subtractorckt. from universal gate | 1 | 2500 | 2500 | 0 | 0 |  |  | 1 | 2500
19 | RS flip-flop | 2 | 2500 | 5000 | 0 | 0 |  |  | 2 | 5000
20 | 4-Bit Binary Counter | 2 | 2500 | 5000 | 2 | 5000 |  |  | 2 | 5000
21 | 4-Bit Decade Counter | 2 | 2500 | 5000 | 2 | 5000 |  |  | 2 | 5000
22 | 4 Bit BCD Counter | 2 | 2500 | 5000 | 2 | 5000 |  |  | 2 | 5000
23 | 4 Bit Binary ripple counter | 2 | 2500 | 5000 | 2 | 5000 |  | 0 | 2 | 5000
24 | 4 Bit BCD Adder | 2 | 2500 | 5000 | 2 | 5000 |  |  | 2 | 5000
25 | 4 Bit BCD Subtract or | 2 | 2500 | 5000 | 2 | 5000 |  |  | 2 | 5000
26 | Binary to BCD Converter | 2 | 2000 | 4000 | 2 | 4000 | 0 | 0 | 2 | 4000
27 | Binary to grey Converter | 2 | 1500 | 3000 | 2 | 3000 |  |  | 2 | 3000
28 | Binary to decimal | 2 | 1500 | 3000 | 2 | 3000 | 0 | 0 | 2 | 3000
29 | BCD to Seven segment decoder | 2 | 2000 | 4000 | 2 | 4000 |  |  | 2 | 4000
30 | Code Converter | 2 | 6000 | 12000 | 2 | 12000 |  |  | 2 | 12000
31 | 8085 Microprocessor Trainer | 10 | 6000 | 60000 | 10 | 60000 | 6 | 36000 | 10 | 60000
32 | 8086 Microprocessor Trainner | 5 | 7000 | 35000 | 5 | 35000 | 2 | 14000 | 5 | 35000
33 | Universal IC Tester | 2 | 15000 | 30000 | 2 | 30000 | 1 | 15000 | 2 | 30000
34 | Digital Multimeter | 5 | 1800 | 9000 | 0 | 0 | 5 | 9000 | 5 | 9000
35 | ADC Kit | 2 | 5000 | 10000 | 0 | 0 | 2 | 10000 | 2 | 10000
36 | 30MHz. Dual Trace Oscilloscope | 3 | 35000 | 105000 | 3 | 105000 | 2 | 70000 | 3 | 105000
37 | Logic Probe | 5 | 2400 | 12000 | 5 | 12000 | 2 | 4800 | 5 | 12000
38 | Digital Function Generator. 3 ½ Digit Display 0.01Hz to 1MHz, sine, square, triangle, TTL, Positive Ramp, negative ramp, pulse output. | 4 | 12000 | 48000 | 4 | 48000 | 2 | 24000 | 4 | 48000
39 | Microprocessor based Digital IC Tester with 16 digit display and 24 keys keyboard and to test digital ICs upto 40 pins. | 2 | 40000 | 80000 | 2 | 80000 | 0 | 0 | 2 | 80000
Department of Science and Technology - Patna, Bihar.
Standardization of Equipment in the Laboratories of All Engg. Colleges.
Branch: ECE
Lab: RADIO & T.V. ENGG
S.NO | Name of the Equipment with Specification | Quantity Required | Price / Unit (in Rs) | Total
1 | Remote controlled Colour T.V trainer (21'') | 1 | 32000 | 32000 | 0 | 0 |  | 0
2 | Black & White T.V. trainer (20'') | 1 | 12000 | 12000 | 0 | 0 |  | 0
3 | Black & White T.V. trainer (14'') | 1 | 8000 | 8000 | 0 | 0 |  | 0
4 | V.C.R. Trainer | 1 | 40000 | 40000 | 0 | 0 |  | 0
5 | Audio CD/VCD/MP3 Player trainer | 1 | 25000 | 25000 | 0 | 0 |  | 0
6 | DVD Player trainer | 1 | 40000 | 40000 | 0 | 0 |  | 0
7 | LCD Monitor trainer | 1 | 60000 | 60000 | 0 | 0 |  | 0
8 | Tuner section of B&W T.V | 2 | 2500 | 5000 | 0 | 0 |  | 0
9 | Video I.F. section of B&W T.V | 2 | 2500 | 5000 | 0 | 0 |  | 0
10 | Sound I.F. section of B&W T.V | 2 | 2500 | 5000 | 0 | 0 |  | 0
11 | Horizontal drive and EHT section of B&W T.V. | 2 | 3000 | 6000 | 0 | 0 |  | 0
12 | Electronic tuner and EHT section of B&W T.V. | 2 | 3000 | 6000 | 0 | 0 |  | 0
13 | Electronic tuner section of Colour T.V. | 2 | 3000 | 6000 | 0 | 0 |  | 0
14 | Video I.F section | 2 | 3000 | 6000 | 0 | 0 |  | 0
15 | Sound I.F section | 2 | 3000 | 6000 | 0 | 0 |  | 0
16 | Horizontal oscillator section | 2 | 3000 | 6000 | 0 | 0 |  | 0
17 | Vertical Oscillator & output section | 2 | 3000 | 6000 | 0 | 0 |  | 0
18 | Horizontal driver and EHT section | 2 | 3500 | 7000 | 0 | 0 |  | 0
19 | Switch mode power supply(SMPS) | 7 | 7000 | 49000 | 0 | 0 |  | 0
20 | Color decoder section | 2 | 4000 | 8000 | 0 | 0 |  | 0
21 | Video transmitter trainer | 1 | 30000 | 30000 | 0 | 0 |  | 0
22 | 25” Colour TV with Remote Control | 1 | 20000 | 20000 | 0 | 0 |  | 0
23 | Pattern Generator Colour. Patterns available Dots, Cross Hatch, Vertical Lines,Horizontal lines, circle colour raster and colourbars,Band I & III coverage, composite video output, line Frame, sync output. | 1 | 1200 | 1200 | 0 | 0 |  | 0
Department of Science and Technology - Patna, Bihar.
Standardization of Equipment in the Laboratories of All Engg. Colleges.
Branch: ECE
Lab: ELECTRONICS CIRCUIT LAB
S.NO | Name of the Equipment with Specification | Quantity Required | Price / Unit (in Rs) | Total
1 | Transistor CB and CE configuration kit | 6 | 3000 | 18000 | 2 | 6000 | 3 | 9000
2 | Fre. Response, of direct- coupled amp. kit | 4 | 1500 | 6000 | 2 | 6000 | 2 | 3000
3 | Fre. Response of R.C- coupled amp. kit | 4 | 3500 | 14000 | 2 | 7000 | 2 | 7000
4 | Charce. Of a transformer- coupled amp. kit | 4 | 1500 | 6000 | 2 | 3000 | 2 | 3000
5 | Push- pull amp kit | 5 | 4000 | 20000 | 2 | 8000 | 2 | 8000
6 | Charac. curves ,of FET kit | 4 | 1500 | 6000 | 2 | 3000 | 2 | 3000
7 | Wien bridge oscillator kit | 4 | 4000 | 16000 | 2 | 8000 | 2 | 8000
8 | Phase shift oscillator kit | 4 | 4000 | 16000 | 2 | 8000 | 2 | 8000
9 | Operational amp. Complete kit using IC 741 (Adder, subtract or, integrator, differentiator, comparator, etc.) | 4 | 4000 | 16000 | 4 | 16000 | 2 | 8000
10 | Multivibrator kit using IC 555 (Astable, Monostable, Biastable) | 2 | 4000 | 8000 | 2 | 8000 | 1 | 4000
11 | ELECTRONICS DIGITAL MULTIMETER. Digit : 4 & ½ digit. DCV : 1000V ACV : 750V. DCA/ ACA : 20 Amp Resistance : 20M ohm. Diode Test, Buzzer, and Transistor hFE test. | 2 | 1200 | 2400 | 0 | 0 | 1 | 1200
12 | Q METER. Make: Freq. Range: 50KHz to 50MHz in suitable ranges.Freq. Accuracy: +/- 3% Q-range: - 20 to 600 in suitable ranges. Measurable Inductance 0.1 uH to 0.2H. | 2 | 15000 | 30000 | 2 | 30000 | 1 | 15000
13 | OSCILLATOR TRAINING KITS. | [6 empty] | 0
| a) HartleyOscillator. | 2 | 6500 | 13000 | 1 | 6500 | 1 | 6500
| b) Colpitt’sOscillator. | 2 | 6500 | 13000 | 1 | 6500 | 1 | 6500
| c) Phase ShiftOscillator. | 2 | 6500 | 13000 | 1 | 6500 | 1 | 6500
| (d) Wein-Bridge Oscillator.(Op-Amp Version). | 2 | 6500 | 13000 | 1 | 6500 |  | 0
14 | AMPLIFIER AND BRIDGE KITS | [6 empty] | 0
| a) Transistor AmplifierCircuits. | 2 | 6500 | 13000 | 1 | 6500 | 1 | 6500
| b) Transistor Push-PullAmplifier. | 2 | 6500 | 13000 | 1 | 6500 | 1 | 6500
| c) DifferentialAmplifier. | 2 | 6500 | 13000 | 1 | 6500 | 1 | 6500
| d) Multivibrators UsingTransistors. | 2 | 6500 | 13000 | 1 | 6500 | 1 | 6500
Department of Science and Technology - Patna, Bihar.
Standardization of Equipment in the Laboratories of All Engg. Colleges.
Branch: ECE
Lab: ELECTRONIC MEASUREMENT AND INSTRUMENTATION
S.NO | Name of the Equipment with Specification | Quantity Required | Price / Unit (in Rs) | Total
1 | Standard AC bridges kit | 3 | 2850 | 8550 | 2 | 5700 | 3 | 8550
2 | Frequency Counter | 2 | 5700 | 11400 | 2 | 11400 | 2 | 11400
3 | VSWR Meter | 2 | 13500 | 27000 | 2 | 27000 | 2 | 27000
4 | Measurement of displacement using LVDT | 2 | 9000 | 18000 | 2 | 18000 | 2 | 18000
5 | Anderson's bridge | 2 | 3000 | 6000 | 2 | 6000 | 2 | 6000
6 | Kelvin's bridge | 2 | 5000 | 10000 | 2 | 10000 | 2 | 10000
7 | Wien's bridge | 2 | 3000 | 6000 | 2 | 6000 | 2 | 6000
8 | Maxwell's bridge | 2 | 3000 | 6000 | 2 | 6000 | 2 | 6000
9 | Digital 3 & ½ Digit Multimeter, having ; DCV : 1000V ACV : 750V. DCA : 20 Amp. ACA : 20 Amp. Resistance : 20M ohm. Diode Test, Buzzer, and Transistor hFE test. | 5 | 3000 | 15000 | 4 | 12000 | 5 | 15000
10 | Single Trace 10 MHz CRO. With high reliability & accuracy, Trigger Sensitivity of 0.5 mm. Sensitivity : 5mV/Div. Band Width : DC –15 MHz. Accuracy : + 3% Input: 350 VD + Peak DC | 2 | 9000 | 18000 | 2 | 18000 | 2 | 18000
11 | Conversion of galvanometer into a voltmeter | 2 | 2550 | 5100 | 2 | 5100 | 2 | 5100
12 | Strain Gauge | 2 | 10500 | 21000 | 2 | 21000 | 2 | 21000
13 | Desktop With Printer | 1 | 7000 | 7000 | 0 | 0
14 | Dual DC Regulated Power supply | 4 | 4000 | 16000 | 2 | 8000 | 4 | 16000
15 | Dual Trace CRO,30MHz with accessories | 4 | 30000 | 120000 | 2 | 60000 | 4 | 120000
16 | Digital LCR Meter | 2 | 20000 | 40000 | 1 | 20000 | 2 | 40000
17 | Universal/LCR Bridge | 1 | 30000 | 30000 | 1 | 30000 | 1 | 30000
Department of Science and Technology - Patna, Bihar.
Standardization of Equipment in the Laboratories of All Engg. Colleges.
Branch: ECE
Lab: ELECTRONIC CONSTRUCTION & REPAIR LAB.
S.NO | Name of the Equipment with Specification | Quantity Required | Price / Unit (in Rs) | Total
1 | Soldering Station Soldering Power consumption 60W Input voltage 170 to 270 V Temperature range 180 to 270V Temp stability tolerance at idling timeTip to ground potential under 2 mV Tip to ground resistance under 2 Ohms Desoldering70 Watts Input 170 to 270 V AC Temp CPump diaphragm typeVacuum 600 mm/HgWrange 180 to 480 Soldering &Desoldering1. Unit2. Complete Soldering Handle 01 No.3. Complete Desoldering Handle 01 No.4. Stand Soldering 01 No.5. Stand Desoldering 01 No.6. Sponge 02 No.7. FibreFilters(Primary/Small) 01 No.(Secondry/ Big) 01 No. 8. CleaningSprings01No.9.GlassTubes01No.10.Mains Cord 01 No. | 2 | 5000 | 10000 |  |  | 2 | 10000
2 | Drill Machine The drill machine is used for making drills in the PCB. This is provided with different size of drill bits for making drills in the PCB. Supply: 230V AC ± 10%, 50Hz RPM : 1500 which are adjustable in steps. Drill bits : 0.8mm - 5 Nos. 1.0 mm - 5 Nos. | 1 | 5000 | 5000 | 1 | 5000 | 1 | 5000
3 | PCB Design & Fabrication Complete setup PCB Art Work Film Maker | 1 | 150000 | 150000 | 1 | 150000 | 1 | 150000
4 | Calculator Trainer | 2 | 2500 | 5000 | 2 | 5000 | 1 | 2500
5 | Digital Clock Trainer | 2 | 2500 | 5000 | 1 | 2500 | 1 | 2500
6 | Emergency Light Trainer | 1 | 5000 | 5000 | 0 | 0 | 1 | 5000
7 | Exhaust Fan | 4 | 1500 | 6000 | 2 | 3000 | 2 | 3000
8 | Air Blower | 2 | 2500 | 5000 | 2 | 5000 | 2 | 5000
9 | Vaccum Cleaner | 1 | 4000 | 4000 | 1 | 4000 | 1 | 4000
10 | Tag Board | 20 | 200 | 4000 | 20 | 4000 | 20 | 4000
11 | Soldering stand | 10 | 50 | 500 | 10 | 500 | 10 | 500
12 | Soldering iron ,60 watt. | 10 | 175 | 1750 | 10 | 1750 | 10 | 1750
13 | Soldering wire | 1000 gram | 400 | 400 | 1000gram | 400 | 1 | 400
14 | Desoldering Pump | 5 | 300 | 1500 | 5 | 1500 | 3 | 900
15 | 20 MHz dual trace CRO | 4 | 25000 | 100000 | 2 | 50000 | 4 | 100000
16 | Auto Stabliser kit for input 110 to 300 V of 1KVA. | 5 | 3000 | 15000 | 4 | 12000 | 4 | 12000
17 | Radio kit for Demonstration IC based | 5 | 2000 | 10000 | 1 | 2000 | 3 | 6000
18 | Single Telecommunication Trainer Kit which will perform Generation & Detection of PCM, Generation & Detection of DM/SIGMA/DELTA/ADM, Baseband digital data transmission and Data conditioning & Recondition | 2 | 90000 | 180000 | 2 | 180000
19 | Digital Storage Oscilloscope:DC – 70 MHz, Bandwidth can be upgradable to 200 MHz and can be upgradable to a Mixed Signal Oscilloscope. Memory – 100 kpts. Channels – 2 Nos | 6 | 88000 | 528000 | 6 | 528000
20 | Programmable DC Power Supply:0 – 6V/0 – 5A and 0V - ± 25V/ 0A – 1A. with Resolution: 0.05mV and 0.1 A. Low noise and excellent regulation. GPIB & RS232 connectivity and Low ripple. | 6 | 38000 | 228000 | 6 | 228000
21 | SPECTRUM ANALYSER | 2 | 360000 | 360000 | 1 | 180000
22 | Bread Board :840 Tie points – 128 Groups of 5 connected terminals, 8 Bus of 25 connected terminals | 120 | 70 | 8400 | 120 | 8400
23 | Generic Electronic Components Project Kit:Breadboard, hookup wire, battery Assorted transistorAssorted capacitorsAssorted resistorsMisccomponents | 10 | 450 | 4500 | 10 | 4500
24 | Jumper Wires Set:male to male wires,male to female wires,female to female wires | 100 | 30 | 3000 | 100 | 3000
Department of Science and Technology - Patna, Bihar.
Standardization of Equipment in the Laboratories of All Engg. Colleges.
Branch: ECE
Lab: ANALOG ELECTRONICS/ADVANCE ELECTRONICS CIRCUIT LAB
S.NO | Name of the Equipment with Specification | Quantity Required | Price / Unit (in Rs) | Total
1 | RC coupled single stage FET amplifier | 2 | 4000 | 8000 | 2 | 4000 | 1 | 4000
2 | RC coupled single stage BJT amplifier | 1 | 3800 | 3800 | 1 | 3800 | 1 | 3800
3 | BJT Darlington Emitter follower with and without bootstrapping | 4 | 4000 | 16000 | 2 | 8000 | 2 | 8000
4 | BJT-RC phase shift oscillator f0 ≥10 KHz | 4 | 4500 | 18000 | 2 | 9000 | 2 | 9000
5 | BJT-Hatley and colpitts oscillators for RF range f0 ≥100 KHz | 2 | 4500 | 9000 | 2 | 9000 | 2 | 90000
6 | BJT-crystal oscillators for f0 ≥100 KHz | 5 | 4000 | 20000 | 2 | 4000 | 3 | 12000
7 | Half wave, full wave and bridge rectifier circuits | 4 | 3500 | 14000 | 2 | 7000 | 4 | 14000
8 | CKT Kit for verification of Thiamin's Theorem | 2 | 3500 | 7000 | 2 | 7000 | 1 | 3500
9 | CKT Kit for verification of Norton’s theorem | 2 | 3500 | 7000 | 2 | 3500 | 1 | 3500
10 | CKT Kit for Maximum power Transfer THROREM | 4 | 3500 | 14000 | 2 | 3500 | 2 | 7000
11 | Kit for Chraeteristicf of Series and Parallel resonant CKT | 2 | 4500 | 9000 | 2 | 4500 | 1 | 4500
12 | Kit for Class B Push pull power Amplifier | 2 | 5000 | 10000 | 2 | 10000 | 1 | 5000
13 | Raspberry Pi Kit with all acessories | 6 | 4500 | 27000 | 6 | 27000
[7 empty] | Grand Total | 1140400 | Total | 643000

## Mech
Department of Science and Technology - Patna, Bihar. | [11 empty] | Department of Science and Technology - Patna, Bihar. | [8 empty] | Department of Science and Technology - Patna, Bihar.
Standardization of Equipment in the Laboratories of All Engg. Colleges. | [11 empty] | Standardization of Equipment in the Laboratories of All Engg. Colleges. | [8 empty] | Standardization of Equipment in the Laboratories of All Engg. Colleges.
Branch: Mechanical Engg. | [5 empty] | BPMEC Madhepura |  | SCE Supaul |  | GEC, Kaimur |  | Branch: Mechanical Engg. | [5 empty] | KEC Katihar |  |  | Branch: Mechanical Engg. |  |  |  |  | SEC, Sasaram |  |  | Department of Science and Technology
S.NO | Name of Lab | Name Of Equipment with Description | Price / Rate Unit | Quantity | Toatal Amount | Required Qty | Required Amount | Required Qty | Required Amount | Required Qty | Required Amount | S.NO | Name of Lab | Name Of Equipment with Description | Price / Rate Unit | Quantity | Toatal Amount | Required Qty | Required Amount | S.NO | Name of Lab | Name Of Equipment with Description | Price / Rate Unit | Quantity | Toatal Amount | Required Qty | Required Amount |  | Standardization of Lab Equipment
1 | Engineering Mechanics Lab. Equipment | [10 empty] | 1 | Engineering Mechanics Lab. Equipment | [6 empty] | 1 | Engineering Mechanics Lab. Equipment | [7 empty] | Branch:- MECHANICAL ENGINEERING |  |  |  |  | RRSDCE Begusarai
|  | Screw Jack Apparatus With Weights | 14000 | 2 | 28000 |  | 0 |  |  | 2 | 28000 |  |  | Screw Jack Apparatus With Weights | 14000 | 2 | 28000 | 0 | 0 |  |  | Screw Jack Apparatus With Weights | 14000 | 2 | 28000 |  |  | SNO | Name of Lab | Name Of Equipment with Description | Price / Rate Unit | Standard Quantity | Toatal Amount | Required Qty | Required Amount
|  | Worm and Worm Wheel :: Single With Weights | 10850 | 2 | 21500 |  | 0 |  |  | 2 | 21500 |  |  | Worm and Worm Wheel :: Single With Weights | 10850 | 2 | 21500 | 1 | 10850 |  |  | Worm and Worm Wheel :: Single With Weights | 10850 | 2 | 21500 |  |  | 1 | Engineering Mechanics Lab. Equipment
|  | Worm and Worm Wheel :: Double With Weights | 14350 | 2 | 28700 |  | 0 |  |  | 2 | 28700 |  |  | Worm and Worm Wheel :: Double With Weights | 14350 | 2 | 28700 | 1 | 14350 |  |  | Worm and Worm Wheel :: Double With Weights | 14350 | 2 | 28700 |  |  |  |  | Screw Jack Apparatus With Weights | 14000 | 2 | 28000 |  | 0
|  | Worm and Worm Wheel :: Tripple With Weights | 16800 | 2 | 33600 |  | 0 |  |  | 2 | 33600 |  |  | Worm and Worm Wheel :: Tripple With Weights | 16800 | 2 | 33600 | 1 | 16800 |  |  | Worm and Worm Wheel :: Tripple With Weights | 16800 | 2 | 33600 |  |  |  |  | Worm and Worm Wheel :: Single With Weights | 10850 | 2 | 21500 |  | 0
|  | Wheel and Differential Axle 30 cm With Weight | 12600 | 2 | 25200 |  | 0 |  |  | 2 | 25200 |  |  | Wheel and Differential Axle 30 cm With Weight | 12600 | 2 | 25200 | 1 | 12600 |  |  | Wheel and Differential Axle 30 cm With Weight | 12600 | 2 | 25200 |  |  |  |  | Worm and Worm Wheel :: Double With Weights | 14350 | 2 | 28700 |  | 0
|  | Winch Crab Single Purchase With Weight | 21000 | 2 | 42000 |  | 0 |  |  | 2 | 42000 |  |  | Winch Crab Single Purchase With Weight | 21000 | 2 | 42000 |  | 0 |  |  | Winch Crab Single Purchase With Weight | 21000 | 2 | 42000 |  |  |  |  | Worm and Worm Wheel :: Tripple With Weights | 16800 | 2 | 33600 |  | 0
|  | Winch Crab Double Purchase With Weight | 24500 | 2 | 49000 |  | 0 |  |  | 2 | 49000 |  |  | Winch Crab Double Purchase With Weight | 24500 | 2 | 49000 |  | 0 |  |  | Winch Crab Double Purchase With Weight | 24500 | 2 | 49000 |  |  |  |  | Wheel and Differential Axle 30 cm With Weight | 12600 | 2 | 25200 |  | 0
|  | Universal Force Table (Normal) | 24500 | 2 | 49000 |  | 0 |  |  | 2 | 49000 |  |  | Universal Force Table (Normal) | 24500 | 2 | 49000 |  | 0 |  |  | Universal Force Table (Normal) | 24500 | 2 | 49000 |  |  |  |  | Winch Crab Single Purchase With Weight | 21000 | 2 | 42000 |  | 0
|  | Moment of Inertia of Flywheel - 25 cm With Weights | 12250 | 2 | 24500 |  | 0 |  |  | 2 | 24500 |  |  | Moment of Inertia of Flywheel - 25 cm With Weights | 12250 | 2 | 24500 |  | 0 |  |  | Moment of Inertia of Flywheel - 25 cm With Weights | 12250 | 2 | 24500 |  |  |  |  | Winch Crab Double Purchase With Weight | 24500 | 2 | 49000 |  | 0
|  | Parallel Forces Apparatus (Dial Type 10 kg. Balance) | 15750 | 2 | 31500 |  | 0 |  |  | 2 | 31500 |  |  | Parallel Forces Apparatus (Dial Type 10 kg. Balance) | 15750 | 2 | 31500 |  | 0 |  |  | Parallel Forces Apparatus (Dial Type 10 kg. Balance) | 15750 | 2 | 31500 |  |  |  |  | Universal Force Table (Normal) | 24500 | 2 | 49000 |  | 0
|  | Simply Suported Beam Apparatus With Weights |  |  |  |  | 0 | [6 empty] | Simply Suported Beam Apparatus With Weights |  |  |  |  | 0 |  |  | Simply Suported Beam Apparatus With Weights | [7 empty] | Moment of Inertia of Flywheel - 25 cm With Weights | 12250 | 2 | 24500 |  | 0
|  | Friction Slide Apparatus With Weight | 8750 | 2 | 17500 |  | 0 |  |  | 2 | 17500 |  |  | Friction Slide Apparatus With Weight | 8750 | 2 | 17500 |  | 0 |  |  | Friction Slide Apparatus With Weight | 8750 | 2 | 17500 |  |  |  |  | Parallel Forces Apparatus (Dial Type 10 kg. Balance) | 15750 | 2 | 31500 |  | 0
|  |  | Total |  | 350500 |  | 0 |  |  |  | 350500 |  |  |  | Total |  | 350500 |  | 54600 |  |  |  | Total |  | 350500 |  |  |  |  | Simply Suported Beam Apparatus With Weights |  |  |  |  | 0
2 | Machine Drawing Lab. Equipment | [10 empty] | 2 | Machine Drawing Lab. Equipment | [6 empty] | 2 | Machine Drawing Lab. Equipment | [8 empty] | Friction Slide Apparatus With Weight | 8750 | 2 | 17500 |  | 0
|  | Hemispherical Sectional Models of Screw Threads | 8050 | 2 | 16100 |  | 0 | [6 empty] | Hemispherical Sectional Models of Screw Threads | 8050 | 2 | 16100 |  | 0 |  |  | Hemispherical Sectional Models of Screw Threads | 8050 | 2 | 16100 | [5 empty] | Total |  | 350500 |  | 0
|  | Hemispherical Sectional Models of Screw Threads Nuts | 8750 | 2 | 17500 |  | 0 | [6 empty] | Hemispherical Sectional Models of Screw Threads Nuts | 8750 | 2 | 17500 |  | 0 |  |  | Hemispherical Sectional Models of Screw Threads Nuts | 8750 | 2 | 17500 |  |  | 2 | Machine Drawing Lab. Equipment
|  | Standard Bolt | 1575 | 2 | 3150 |  | 0 | [6 empty] | Standard Bolt | 1575 | 2 | 3150 |  | 0 |  |  | Standard Bolt | 1575 | 2 | 3150 |  |  |  |  | Hemispherical Sectional Models of Screw Threads | 8050 | 2 | 16100 |  | 0
|  | Bolts of Four Types | 3850 | 2 | 7700 |  | 0 | [6 empty] | Bolts of Four Types | 3850 | 2 | 7700 |  | 0 |  |  | Bolts of Four Types | 3850 | 2 | 7700 |  |  |  |  | Hemispherical Sectional Models of Screw Threads Nuts | 8750 | 2 | 17500 |  | 0
|  | Foundation Bolts | 3850 | 2 | 7700 |  | 0 | [6 empty] | Foundation Bolts | 3850 | 2 | 7700 |  | 0 |  |  | Foundation Bolts | 3850 | 2 | 7700 |  |  |  |  | Standard Bolt | 1575 | 2 | 3150 |  | 0
|  | Foundation Bolts (with nomenclature) | 5250 | 2 | 10500 |  | 0 | [6 empty] | Foundation Bolts (with nomenclature) | 5250 | 2 | 10500 |  | 0 |  |  | Foundation Bolts (with nomenclature) | 5250 | 2 | 10500 |  |  |  |  | Bolts of Four Types | 3850 | 2 | 7700 |  | 0
|  | Locking Arrangement of Bolts | 10500 | 2 | 21000 |  | 0 | [6 empty] | Locking Arrangement of Bolts | 10500 | 2 | 21000 |  | 0 |  |  | Locking Arrangement of Bolts | 10500 | 2 | 21000 |  |  |  |  | Foundation Bolts | 3850 | 2 | 7700 |  | 0
|  | Rivetted Joints - wooden | 6300 | 2 | 12600 |  | 0 | [6 empty] | Rivetted Joints - wooden | 6300 | 2 | 12600 |  | 0 |  |  | Rivetted Joints - wooden | 6300 | 2 | 12600 |  |  |  |  | Foundation Bolts (with nomenclature) | 5250 | 2 | 10500 |  | 0
|  | Screw Jack Apparatus With Weights | 14000 | 2 | 28000 |  | 0 | [6 empty] | Screw Jack Apparatus With Weights | 14000 | 2 | 28000 |  | 0 |  |  | Screw Jack Apparatus With Weights | 14000 | 2 | 28000 |  |  |  |  | Locking Arrangement of Bolts | 10500 | 2 | 21000 |  | 0
|  | Bush Bearing | 2800 | 2 | 5600 |  | 0 | [6 empty] | Bush Bearing | 2800 | 2 | 5600 |  | 0 |  |  | Bush Bearing | 2800 | 2 | 5600 |  |  |  |  | Rivetted Joints - wooden | 6300 | 2 | 12600 |  | 0
|  | Plummer Block or Pedestal Bearing | 2800 | 2 | 5600 |  | 0 | [6 empty] | Plummer Block or Pedestal Bearing | 2800 | 2 | 5600 |  | 0 |  |  | Plummer Block or Pedestal Bearing | 2800 | 2 | 5600 |  |  |  |  | Screw Jack Apparatus With Weights | 14000 | 2 | 28000 |  | 0
|  | Foot Step Bearing | 2800 | 2 | 5600 |  | 0 | [6 empty] | Foot Step Bearing | 2800 | 2 | 5600 |  | 0 |  |  | Foot Step Bearing | 2800 | 2 | 5600 |  |  |  |  | Bush Bearing | 2800 | 2 | 5600 |  | 0
|  | Flexible Coupling | 3500 | 2 | 7000 |  | 0 | [6 empty] | Flexible Coupling | 3500 | 2 | 7000 |  | 0 |  |  | Flexible Coupling | 3500 | 2 | 7000 |  |  |  |  | Plummer Block or Pedestal Bearing | 2800 | 2 | 5600 |  | 0
|  | Flanged Coupling | 3500 | 2 | 7000 |  | 0 | [6 empty] | Flanged Coupling | 3500 | 2 | 7000 |  | 0 |  |  | Flanged Coupling | 3500 | 2 | 7000 |  |  |  |  | Foot Step Bearing | 2800 | 2 | 5600 |  | 0
|  | Stuffing Box | 3150 | 2 | 6300 |  | 0 | [6 empty] | Stuffing Box | 3150 | 2 | 6300 |  | 0 |  |  | Stuffing Box | 3150 | 2 | 6300 |  |  |  |  | Flexible Coupling | 3500 | 2 | 7000 |  | 0
|  | Connecting Rod | 2450 | 2 | 4900 |  | 0 | [6 empty] | Connecting Rod | 2450 | 2 | 4900 |  | 0 |  |  | Connecting Rod | 2450 | 2 | 4900 |  |  |  |  | Flanged Coupling | 3500 | 2 | 7000 |  | 0
|  | Spark Plug | 1400 | 2 | 2800 |  | 0 | [6 empty] | Spark Plug | 1400 | 2 | 2800 |  | 0 |  |  | Spark Plug | 1400 | 2 | 2800 |  |  |  |  | Stuffing Box | 3150 | 2 | 6300 |  | 0
|  |  | Total |  | 169050 |  | 0 | [7 empty] | Total |  | 169050 |  | 0 |  |  |  | Total |  | 169050 |  |  |  |  | Connecting Rod | 2450 | 2 | 4900 |  | 0
3 | Fluid Mechanics |  | - | [8 empty] | 3 | Fluid Mechanics |  | - |  |  |  |  | 3 | Fluid Mechanics |  | - | [6 empty] | Spark Plug | 1400 | 2 | 2800 |  | 0
| A | Viscosity Apparatus | 139300 | 1 | 139300 |  | 0 | [5 empty] | A | Viscosity Apparatus | 139300 | 1 | 139300 |  | 0 |  | A | Viscosity Apparatus | 139300 | 1 | 139300 | [5 empty] | Total |  | 169050 |  | 0
| B | Meta Centric Height Apparatus | 104300 | 1 | 104300 |  | 0 | [5 empty] | B | Meta Centric Height Apparatus | 104300 | 1 | 104300 | 1 | 104300 |  | B | Meta Centric Height Apparatus | 104300 | 1 | 104300 |  |  | 3 | Fluid Mechanics |  | -
|  | In hydrostatics, the metacenter is an important point to be considered when assessing the stability of floating bodies. Stability refers to the ability of a ship to right itself from a heeled position. The metacenter is the intersection of the buoyancy vector and the vessel’s axis of symmetry at a certain heel. |  |  |  |  | 0 | [6 empty] | In hydrostatics, the metacenter is an important point to be considered when assessing the stability of floating bodies. Stability refers to the ability of a ship to right itself from a heeled position. The metacenter is the intersection of the buoyancy vector and the vessel’s axis of symmetry at a certain heel. |  |  |  |  | 0 |  |  | In hydrostatics, the metacenter is an important point to be considered when assessing the stability of floating bodies. Stability refers to the ability of a ship to right itself from a heeled position. The metacenter is the intersection of the buoyancy vector and the vessel’s axis of symmetry at a certain heel. | [6 empty] | A | Viscosity Apparatus | 139300 | 1 | 139300 | 1 | 139300
|  | The unit can be used to study the stability of a floating body and to determine the metacenter graphically. In addition, the buoyancy of the floating body can also be determined. The experiment is easy to set up and is particularly suitable for practical work in small groups. |  |  |  |  | 0 | [6 empty] | The unit can be used to study the stability of a floating body and to determine the metacenter graphically. In addition, the buoyancy of the floating body can also be determined. The experiment is easy to set up and is particularly suitable for practical work in small groups. |  |  |  |  | 0 |  |  | The unit can be used to study the stability of a floating body and to determine the metacenter graphically. In addition, the buoyancy of the floating body can also be determined. The experiment is easy to set up and is particularly suitable for practical work in small groups. | [6 empty] | B | Meta Centric Height Apparatus | 104300 | 1 | 104300 | 1 | 104300
|  | The experiment is conducted in a tank filled with water. A transparent body with a rectangular frame cross-section is used as the floating body. Clamped weights that can be moved horizontally and vertically make it possible to adjust the center of gravity and the heel. |  |  |  |  | 0 | [6 empty] | The experiment is conducted in a tank filled with water. A transparent body with a rectangular frame cross-section is used as the floating body. Clamped weights that can be moved horizontally and vertically make it possible to adjust the center of gravity and the heel. |  |  |  |  | 0 |  |  | The experiment is conducted in a tank filled with water. A transparent body with a rectangular frame cross-section is used as the floating body. Clamped weights that can be moved horizontally and vertically make it possible to adjust the center of gravity and the heel. | [7 empty] | In hydrostatics, the metacenter is an important point to be considered when assessing the stability of floating bodies. Stability refers to the ability of a ship to right itself from a heeled position. The metacenter is the intersection of the buoyancy vector and the vessel’s axis of symmetry at a certain heel. |  |  |  |  | 0
|  | The position of the clamped weights can be read on scales. A clinometer indicates the heel. |  |  |  |  | 0 | [6 empty] | The position of the clamped weights can be read on scales. A clinometer indicates the heel. |  |  |  |  | 0 |  |  | The position of the clamped weights can be read on scales. A clinometer indicates the heel. | [7 empty] | The unit can be used to study the stability of a floating body and to determine the metacenter graphically. In addition, the buoyancy of the floating body can also be determined. The experiment is easy to set up and is particularly suitable for practical work in small groups. |  |  |  |  | 0
|  | Experimentation |  |  |  |  | 0 | [6 empty] | Experimentation |  |  |  |  | 0 |  |  | Experimentation | [7 empty] | The experiment is conducted in a tank filled with water. A transparent body with a rectangular frame cross-section is used as the floating body. Clamped weights that can be moved horizontally and vertically make it possible to adjust the center of gravity and the heel. |  |  |  |  | 0
|  | · study and determination of buoyancy |  |  |  |  | 0 | [6 empty] | · study and determination of buoyancy |  |  |  |  | 0 |  |  | · study and determination of buoyancy | [7 empty] | The position of the clamped weights can be read on scales. A clinometer indicates the heel. |  |  |  |  | 0
|  | · center of buoyancycenter of gravity |  |  |  |  | 0 | [6 empty] | · center of buoyancycenter of gravity |  |  |  |  | 0 |  |  | · center of buoyancycenter of gravity | [7 empty] | Experimentation |  |  |  |  | 0
|  | · metacenter |  |  |  |  | 0 | [6 empty] | · metacenter |  |  |  |  | 0 |  |  | · metacenter | [7 empty] | · study and determination of buoyancy |  |  |  |  | 0
|  | · stability heel |  |  |  |  | 0 | [6 empty] | · stability heel |  |  |  |  | 0 |  |  | · stability heel | [7 empty] | · center of buoyancycenter of gravity |  |  |  |  | 0
|  | Technical data |  |  |  |  | 0 | [6 empty] | Technical data |  |  |  |  | 0 |  |  | Technical data | [7 empty] | · metacenter |  |  |  |  | 0
|  | Floating body |  |  |  |  | 0 | [6 empty] | Floating body |  |  |  |  | 0 |  |  | Floating body | [7 empty] | · stability heel |  |  |  |  | 0
|  | LxWxH: 300x130x190mm |  |  |  |  | 0 | [6 empty] | LxWxH: 300x130x190mm |  |  |  |  | 0 |  |  | LxWxH: 300x130x190mm | [7 empty] | Technical data |  |  |  |  | 0
|  | mast height: 400mm |  |  |  |  | 0 | [6 empty] | mast height: 400mm |  |  |  |  | 0 |  |  | mast height: 400mm | [7 empty] | Floating body |  |  |  |  | 0
|  | Horizontal scale: 180mm |  |  |  |  | 0 | [6 empty] | Horizontal scale: 180mm |  |  |  |  | 0 |  |  | Horizontal scale: 180mm | [7 empty] | LxWxH: 300x130x190mm |  |  |  |  | 0
|  | Vertical scale: 400mm |  |  |  |  | 0 | [6 empty] | Vertical scale: 400mm |  |  |  |  | 0 |  |  | Vertical scale: 400mm | [7 empty] | mast height: 400mm |  |  |  |  | 0
|  | Height scale of the floating body: 120mm |  |  |  |  | 0 | [6 empty] | Height scale of the floating body: 120mm |  |  |  |  | 0 |  |  | Height scale of the floating body: 120mm | [7 empty] | Horizontal scale: 180mm |  |  |  |  | 0
|  | /Clinometer scale: ±35° |  |  |  |  | 0 | [6 empty] | /Clinometer scale: ±35° |  |  |  |  | 0 |  |  | /Clinometer scale: ±35° | [7 empty] | Vertical scale: 400mm |  |  |  |  | 0
|  | Weights |  |  |  |  | 0 | [6 empty] | Weights |  |  |  |  | 0 |  |  | Weights | [7 empty] | Height scale of the floating body: 120mm |  |  |  |  | 0
|  | floating body without clamped weights: approx. 2,7kg |  |  |  |  | 0 | [6 empty] | floating body without clamped weights: approx. 2,7kg |  |  |  |  | 0 |  |  | floating body without clamped weights: approx. 2,7kg | [7 empty] | /Clinometer scale: ±35° |  |  |  |  | 0
|  | vertical clamped weight: 575g |  |  |  |  | 0 | [6 empty] | vertical clamped weight: 575g |  |  |  |  | 0 |  |  | vertical clamped weight: 575g | [7 empty] | Weights |  |  |  |  | 0
|  | horizontal clamped weight: 196g |  |  |  |  | 0 | [6 empty] | horizontal clamped weight: 196g |  |  |  |  | 0 |  |  | horizontal clamped weight: 196g | [7 empty] | floating body without clamped weights: approx. 2,7kg |  |  |  |  | 0
|  | Tank for water: 50L |  |  |  |  | 0 | [6 empty] | Tank for water: 50L |  |  |  |  | 0 |  |  | Tank for water: 50L | [7 empty] | vertical clamped weight: 575g |  |  |  |  | 0
| C | ORIFICE, VENTURI & ROTAMETER APPARTUS | 237300 | 1 | 237300 |  | 0 | [5 empty] | C | ORIFICE, VENTURI & ROTAMETER APPARTUS | 237300 | 1 | 237300 | 1 | 237300 |  | C | ORIFICE, VENTURI & ROTAMETER APPARTUS | 237300 | 1 | 237300 |  |  |  |  | horizontal clamped weight: 196g |  |  |  |  | 0
|  | Measuring the flow rate is an important aspect in measurement technology. There are several ways to measure the flow of fluids in pipes. |  |  |  |  | 0 | [6 empty] | Measuring the flow rate is an important aspect in measurement technology. There are several ways to measure the flow of fluids in pipes. |  |  |  |  | 0 |  |  | Measuring the flow rate is an important aspect in measurement technology. There are several ways to measure the flow of fluids in pipes. | [7 empty] | Tank for water: 50L |  |  |  |  | 0
|  | With this Unit students can familiarize themselves with various methods for measuring flow in the pipe system and apply them in practice. |  |  |  |  | 0 | [6 empty] | With this Unit students can familiarize themselves with various methods for measuring flow in the pipe system and apply them in practice. |  |  |  |  | 0 |  |  | With this Unit students can familiarize themselves with various methods for measuring flow in the pipe system and apply them in practice. | [6 empty] | C | ORIFICE, VENTURI & ROTAMETER APPARTUS | 237300 | 1 | 237300 |  | 0
|  | The experimental unit contains different measuring instruments to determine the flow rate. These instruments are designed with transparent cases in order to visualize how they operate and function. The methods include, for example, rotameters, a Venturi nozzle &orifice plate flow meter. |  |  |  |  | 0 | [6 empty] | The experimental unit contains different measuring instruments to determine the flow rate. These instruments are designed with transparent cases in order to visualize how they operate and function. The methods include, for example, rotameters, a Venturi nozzle &orifice plate flow meter. |  |  |  |  | 0 |  |  | The experimental unit contains different measuring instruments to determine the flow rate. These instruments are designed with transparent cases in order to visualize how they operate and function. The methods include, for example, rotameters, a Venturi nozzle &orifice plate flow meter. | [7 empty] | Measuring the flow rate is an important aspect in measurement technology. There are several ways to measure the flow of fluids in pipes. |  |  |  |  | 0
|  | ix tube manometers is used in order to determine the pressure distribution in the Venturi nozzle& the orifice plate flow meter. The experimental unit is positioned easily and securely on the work surface of the base module for fluid mechanics. The water is supplied and the flow rate measured by base module for fluid mechanics. Alternatively, the experimental unit can be operated by the laboratory supply. |  |  |  |  | 0 | [6 empty] | ix tube manometers is used in order to determine the pressure distribution in the Venturi nozzle& the orifice plate flow meter. The experimental unit is positioned easily and securely on the work surface of the base module for fluid mechanics. The water is supplied and the flow rate measured by base module for fluid mechanics. Alternatively, the experimental unit can be operated by the laboratory supply. |  |  |  |  | 0 |  |  | ix tube manometers is used in order to determine the pressure distribution in the Venturi nozzle& the orifice plate flow meter. The experimental unit is positioned easily and securely on the work surface of the base module for fluid mechanics. The water is supplied and the flow rate measured by base module for fluid mechanics. Alternatively, the experimental unit can be operated by the laboratory supply. | [7 empty] | With this Unit students can familiarize themselves with various methods for measuring flow in the pipe system and apply them in practice. |  |  |  |  | 0
|  | EXPERIMENTATION |  |  |  |  | 0 | [6 empty] | EXPERIMENTATION |  |  |  |  | 0 |  |  | EXPERIMENTATION | [7 empty] | The experimental unit contains different measuring instruments to determine the flow rate. These instruments are designed with transparent cases in order to visualize how they operate and function. The methods include, for example, rotameters, a Venturi nozzle &orifice plate flow meter. |  |  |  |  | 0
|  | -flow measurement with |  |  |  |  | 0 | [6 empty] | -flow measurement with |  |  |  |  | 0 |  |  | -flow measurement with | [7 empty] | ix tube manometers is used in order to determine the pressure distribution in the Venturi nozzle& the orifice plate flow meter. The experimental unit is positioned easily and securely on the work surface of the base module for fluid mechanics. The water is supplied and the flow rate measured by base module for fluid mechanics. Alternatively, the experimental unit can be operated by the laboratory supply. |  |  |  |  | 0
|  | -orifice plate flow meter |  |  |  |  | 0 | [6 empty] | -orifice plate flow meter |  |  |  |  | 0 |  |  | -orifice plate flow meter | [7 empty] | EXPERIMENTATION |  |  |  |  | 0
|  | -Venturi nozzle |  |  |  |  | 0 | [6 empty] | -Venturi nozzle |  |  |  |  | 0 |  |  | -Venturi nozzle | [7 empty] | -flow measurement with |  |  |  |  | 0
|  | -Rota meter |  |  |  |  | 0 | [6 empty] | -Rota meter |  |  |  |  | 0 |  |  | -Rota meter | [7 empty] | -orifice plate flow meter |  |  |  |  | 0
|  | -pressure measurement with Pitot tube |  |  |  |  | 0 | [6 empty] | -pressure measurement with Pitot tube |  |  |  |  | 0 |  |  | -pressure measurement with Pitot tube | [7 empty] | -Venturi nozzle |  |  |  |  | 0
|  | -comparison of different instruments for flow measurement |  |  |  |  | 0 | [6 empty] | -comparison of different instruments for flow measurement |  |  |  |  | 0 |  |  | -comparison of different instruments for flow measurement | [7 empty] | -Rota meter |  |  |  |  | 0
|  | -determining the corresponding flow coefficients |  |  |  |  | 0 | [6 empty] | -determining the corresponding flow coefficients |  |  |  |  | 0 |  |  | -determining the corresponding flow coefficients | [7 empty] | -pressure measurement with Pitot tube |  |  |  |  | 0
|  | -calibrating measuring instruments |  |  |  |  | 0 | [6 empty] | -calibrating measuring instruments |  |  |  |  | 0 |  |  | -calibrating measuring instruments | [7 empty] | -comparison of different instruments for flow measurement |  |  |  |  | 0
[7 empty] | 0 | [11 empty] | 0 | [10 empty] | -determining the corresponding flow coefficients |  |  |  |  | 0
|  | TECHNICAL DATA |  |  |  |  | 0 | [6 empty] | TECHNICAL DATA |  |  |  |  | 0 |  |  | TECHNICAL DATA | [7 empty] | -calibrating measuring instruments |  |  |  |  | 0
|  | Venturi nozzle: A=84…338mm2 |  |  |  |  | 0 | [6 empty] | Venturi nozzle: A=84…338mm2 |  |  |  |  | 0 |  |  | Venturi nozzle: A=84…338mm2 | [12 empty] | 0
|  | angle at the inlet: 10,5° |  |  |  |  | 0 | [6 empty] | angle at the inlet: 10,5° |  |  |  |  | 0 |  |  | angle at the inlet: 10,5° | [7 empty] | TECHNICAL DATA |  |  |  |  | 0
|  | angle at the outlet: 4° |  |  |  |  | 0 | [6 empty] | angle at the outlet: 4° |  |  |  |  | 0 |  |  | angle at the outlet: 4° | [7 empty] | Venturi nozzle: A=84…338mm2 |  |  |  |  | 0
|  | Orifice plate flow meter: diameter=14mm |  |  |  |  | 0 | [6 empty] | Orifice plate flow meter: diameter=14mm |  |  |  |  | 0 |  |  | Orifice plate flow meter: diameter=14mm | [7 empty] | angle at the inlet: 10,5° |  |  |  |  | 0
|  | Rotameter: max. 1000L/h |  |  |  |  | 0 | [6 empty] | Rotameter: max. 1000L/h |  |  |  |  | 0 |  |  | Rotameter: max. 1000L/h | [7 empty] | angle at the outlet: 4° |  |  |  |  | 0
|  | 6 tube manometers: 390mmWC |  |  |  |  | 0 | [6 empty] | 6 tube manometers: 390mmWC |  |  |  |  | 0 |  |  | 6 tube manometers: 390mmWC | [7 empty] | Orifice plate flow meter: diameter=14mm |  |  |  |  | 0
|  | Required for Operation: |  |  |  |  | 0 | [6 empty] | Required for Operation: |  |  |  |  | 0 |  |  | Required for Operation: | [7 empty] | Rotameter: max. 1000L/h |  |  |  |  | 0
|  | Hydraulic bench |  |  |  |  | 0 | [6 empty] | Hydraulic bench |  |  |  |  | 0 |  |  | Hydraulic bench | [7 empty] | 6 tube manometers: 390mmWC |  |  |  |  | 0
| D | Friction factor apparatus | 181300 | 1 | 181300 |  | 0 | [5 empty] | D | Friction factor apparatus | 181300 | 1 | 181300 | 1 | 181300 |  | D | Friction factor apparatus | 181300 | 1 | 181300 |  |  |  |  | Required for Operation: |  |  |  |  | 0
|  | During flow through pipes, pressure losses occur due to internal friction and friction between the fluid and the wall. When calculating pressure losses, we need to know the friction factor, a dimensionless number. The friction factor is determined with the aid of the Reynolds number, which describes the ratio of inertia forces to friction forces. |  |  |  |  | 0 | [6 empty] | During flow through pipes, pressure losses occur due to internal friction and friction between the fluid and the wall. When calculating pressure losses, we need to know the friction factor, a dimensionless number. The friction factor is determined with the aid of the Reynolds number, which describes the ratio of inertia forces to friction forces. |  |  |  |  | 0 |  |  | During flow through pipes, pressure losses occur due to internal friction and friction between the fluid and the wall. When calculating pressure losses, we need to know the friction factor, a dimensionless number. The friction factor is determined with the aid of the Reynolds number, which describes the ratio of inertia forces to friction forces. | [7 empty] | Hydraulic bench |  |  |  |  | 0
|  | Setup enables the study of the relationship between pressure loss due to fluid friction and velocity in the pipe flow. Additionally, the pipe friction factor is determined. |  |  |  |  | 0 | [6 empty] | Setup enables the study of the relationship between pressure loss due to fluid friction and velocity in the pipe flow. Additionally, the pipe friction factor is determined. |  |  |  |  | 0 |  |  | Setup enables the study of the relationship between pressure loss due to fluid friction and velocity in the pipe flow. Additionally, the pipe friction factor is determined. | [6 empty] | D | Friction factor apparatus | 181300 | 1 | 181300 |  | 0
|  | The experimental unit includes a small diameter pipe section in which the laminar and turbulent flow is generated. The Reynolds number and the pipe friction factor are determined from the flow rate and pressure loss. In turbulent flow, the pipe is supplied directly from the water supply. The constant pressure at the water supply required for laminar flow is provided by a standpipe on the overflow. Valves can be used to adjust the flow rate. |  |  |  |  | 0 | [6 empty] | The experimental unit includes a small diameter pipe section in which the laminar and turbulent flow is generated. The Reynolds number and the pipe friction factor are determined from the flow rate and pressure loss. In turbulent flow, the pipe is supplied directly from the water supply. The constant pressure at the water supply required for laminar flow is provided by a standpipe on the overflow. Valves can be used to adjust the flow rate. |  |  |  |  | 0 |  |  | The experimental unit includes a small diameter pipe section in which the laminar and turbulent flow is generated. The Reynolds number and the pipe friction factor are determined from the flow rate and pressure loss. In turbulent flow, the pipe is supplied directly from the water supply. The constant pressure at the water supply required for laminar flow is provided by a standpipe on the overflow. Valves can be used to adjust the flow rate. | [7 empty] | During flow through pipes, pressure losses occur due to internal friction and friction between the fluid and the wall. When calculating pressure losses, we need to know the friction factor, a dimensionless number. The friction factor is determined with the aid of the Reynolds number, which describes the ratio of inertia forces to friction forces. |  |  |  |  | 0
|  | The pressures in laminar flow are measured with twin tube manometers. In turbulent flow, the pressure is read on a dial-gauge manometer. |  |  |  |  | 0 | [6 empty] | The pressures in laminar flow are measured with twin tube manometers. In turbulent flow, the pressure is read on a dial-gauge manometer. |  |  |  |  | 0 |  |  | The pressures in laminar flow are measured with twin tube manometers. In turbulent flow, the pressure is read on a dial-gauge manometer. | [7 empty] | Setup enables the study of the relationship between pressure loss due to fluid friction and velocity in the pipe flow. Additionally, the pipe friction factor is determined. |  |  |  |  | 0
|  | The experimental unit is positioned easily and securely on the work surface of the Hydraulic Bench. The water is supplied and the flow rate measured by Hydraulic bench. Alternatively, the experimental unit can be operated by the laboratory supply. |  |  |  |  | 0 | [6 empty] | The experimental unit is positioned easily and securely on the work surface of the Hydraulic Bench. The water is supplied and the flow rate measured by Hydraulic bench. Alternatively, the experimental unit can be operated by the laboratory supply. |  |  |  |  | 0 |  |  | The experimental unit is positioned easily and securely on the work surface of the Hydraulic Bench. The water is supplied and the flow rate measured by Hydraulic bench. Alternatively, the experimental unit can be operated by the laboratory supply. | [7 empty] | The experimental unit includes a small diameter pipe section in which the laminar and turbulent flow is generated. The Reynolds number and the pipe friction factor are determined from the flow rate and pressure loss. In turbulent flow, the pipe is supplied directly from the water supply. The constant pressure at the water supply required for laminar flow is provided by a standpipe on the overflow. Valves can be used to adjust the flow rate. |  |  |  |  | 0
|  | Specification: |  |  |  |  | 0 | [6 empty] | Specification: |  |  |  |  | 0 |  |  | Specification: | [7 empty] | The pressures in laminar flow are measured with twin tube manometers. In turbulent flow, the pressure is read on a dial-gauge manometer. |  |  |  |  | 0
|  | 1. investigation of the pipe friction in laminar or turbulent flow |  |  |  |  | 0 | [6 empty] | 1. investigation of the pipe friction in laminar or turbulent flow |  |  |  |  | 0 |  |  | 1. investigation of the pipe friction in laminar or turbulent flow | [7 empty] | The experimental unit is positioned easily and securely on the work surface of the Hydraulic Bench. The water is supplied and the flow rate measured by Hydraulic bench. Alternatively, the experimental unit can be operated by the laboratory supply. |  |  |  |  | 0
|  | 2. transparent tank with overflow ensures constant water inlet pressure in the pipe section for experiments with laminar flow |  |  |  |  | 0 | [6 empty] | 2. transparent tank with overflow ensures constant water inlet pressure in the pipe section for experiments with laminar flow |  |  |  |  | 0 |  |  | 2. transparent tank with overflow ensures constant water inlet pressure in the pipe section for experiments with laminar flow | [7 empty] | Specification: |  |  |  |  | 0
|  | 3. flow rate adjustment via valves |  |  |  |  | 0 | [6 empty] | 3. flow rate adjustment via valves |  |  |  |  | 0 |  |  | 3. flow rate adjustment via valves | [7 empty] | 1. investigation of the pipe friction in laminar or turbulent flow |  |  |  |  | 0
|  | 4. twin tube manometers for measurements in laminar flow |  |  |  |  | 0 | [6 empty] | 4. twin tube manometers for measurements in laminar flow |  |  |  |  | 0 |  |  | 4. twin tube manometers for measurements in laminar flow | [7 empty] | 2. transparent tank with overflow ensures constant water inlet pressure in the pipe section for experiments with laminar flow |  |  |  |  | 0
|  | 5. dial-gauge manometer for measurements in turbulent flow |  |  |  |  | 0 | [6 empty] | 5. dial-gauge manometer for measurements in turbulent flow |  |  |  |  | 0 |  |  | 5. dial-gauge manometer for measurements in turbulent flow | [7 empty] | 3. flow rate adjustment via valves |  |  |  |  | 0
|  | 6. flow rate determined by Hydraulic Bench. |  |  |  |  | 0 | [6 empty] | 6. flow rate determined by Hydraulic Bench. |  |  |  |  | 0 |  |  | 6. flow rate determined by Hydraulic Bench. | [7 empty] | 4. twin tube manometers for measurements in laminar flow |  |  |  |  | 0
|  | 7. water supply using Hydraulic bench or via laboratory supply |  |  |  |  | 0 | [6 empty] | 7. water supply using Hydraulic bench or via laboratory supply |  |  |  |  | 0 |  |  | 7. water supply using Hydraulic bench or via laboratory supply | [7 empty] | 5. dial-gauge manometer for measurements in turbulent flow |  |  |  |  | 0
|  | Technical details: |  |  |  |  | 0 | [6 empty] | Technical details: |  |  |  |  | 0 |  |  | Technical details: | [7 empty] | 6. flow rate determined by Hydraulic Bench. |  |  |  |  | 0
|  | Pipe section |  |  |  |  | 0 | [6 empty] | Pipe section |  |  |  |  | 0 |  |  | Pipe section | [7 empty] | 7. water supply using Hydraulic bench or via laboratory supply |  |  |  |  | 0
|  | length: 400mm |  |  |  |  | 0 | [6 empty] | length: 400mm |  |  |  |  | 0 |  |  | length: 400mm | [7 empty] | Technical details: |  |  |  |  | 0
|  | Ø, inner: 3mm |  |  |  |  | 0 | [6 empty] | Ø, inner: 3mm |  |  |  |  | 0 |  |  | Ø, inner: 3mm | [7 empty] | Pipe section |  |  |  |  | 0
|  | Tank: approx. 2L |  |  |  |  | 0 | [6 empty] | Tank: approx. 2L |  |  |  |  | 0 |  |  | Tank: approx. 2L | [7 empty] | length: 400mm |  |  |  |  | 0
|  | Measuring ranges |  |  |  |  | 0 | [6 empty] | Measuring ranges |  |  |  |  | 0 |  |  | Measuring ranges | [7 empty] | Ø, inner: 3mm |  |  |  |  | 0
|  | differential pressure: |  |  |  |  | 0 | [6 empty] | differential pressure: |  |  |  |  | 0 |  |  | differential pressure: | [7 empty] | Tank: approx. 2L |  |  |  |  | 0
|  | 2x 370mmWC |  |  |  |  | 0 | [6 empty] | 2x 370mmWC |  |  |  |  | 0 |  |  | 2x 370mmWC | [7 empty] | Measuring ranges |  |  |  |  | 0
|  | 1x 0…0,4bar |  |  |  |  | 0 | [6 empty] | 1x 0…0,4bar |  |  |  |  | 0 |  |  | 1x 0…0,4bar | [7 empty] | differential pressure: |  |  |  |  | 0
|  | Experimentation: |  |  |  |  | 0 | [6 empty] | Experimentation: |  |  |  |  | 0 |  |  | Experimentation: | [7 empty] | 2x 370mmWC |  |  |  |  | 0
|  | measurements of the pressure loss in laminar flow |  |  |  |  | 0 | [6 empty] | measurements of the pressure loss in laminar flow |  |  |  |  | 0 |  |  | measurements of the pressure loss in laminar flow | [7 empty] | 1x 0…0,4bar |  |  |  |  | 0
|  | measurements of the pressure loss in turbulent flow |  |  |  |  | 0 | [6 empty] | measurements of the pressure loss in turbulent flow |  |  |  |  | 0 |  |  | measurements of the pressure loss in turbulent flow | [7 empty] | Experimentation: |  |  |  |  | 0
|  | determining the critical Reynolds number |  |  |  |  | 0 | [6 empty] | determining the critical Reynolds number |  |  |  |  | 0 |  |  | determining the critical Reynolds number | [7 empty] | measurements of the pressure loss in laminar flow |  |  |  |  | 0
|  | determining the pipe friction factor |  |  |  |  | 0 | [6 empty] | determining the pipe friction factor |  |  |  |  | 0 |  |  | determining the pipe friction factor | [7 empty] | measurements of the pressure loss in turbulent flow |  |  |  |  | 0
|  | comparing the actual pipe friction factor with the theoretical friction factor |  |  |  |  | 0 | [6 empty] | comparing the actual pipe friction factor with the theoretical friction factor |  |  |  |  | 0 |  |  | comparing the actual pipe friction factor with the theoretical friction factor | [7 empty] | determining the critical Reynolds number |  |  |  |  | 0
|  | Required for Operation: |  |  |  |  | 0 | [6 empty] | Required for Operation: |  |  |  |  | 0 |  |  | Required for Operation: | [7 empty] | determining the pipe friction factor |  |  |  |  | 0
|  | Hydraulic bench |  |  |  |  | 0 | [6 empty] | Hydraulic bench |  |  |  |  | 0 |  |  | Hydraulic bench | [7 empty] | comparing the actual pipe friction factor with the theoretical friction factor |  |  |  |  | 0
| E | Bernouli's theorem apparatus | 114800 | 1 | 114800 |  | 0 | [5 empty] | E | Bernouli's theorem apparatus | 114800 | 1 | 114800 | 1 | 114800 |  | E | Bernouli's theorem apparatus | 114800 | 1 | 114800 |  |  |  |  | Required for Operation: |  |  |  |  | 0
|  | Bernoulli’s principle describes the relationship between the flow velocity of a fluid and its pressure. An increase in velocity leads to a reduction in pressure in a flowing fluid, and vice versa. The total pressure of the fluid remains constant. Bernoulli’s equation is also known as the principle of conservation of energy of the flow. |  |  |  |  | 0 | [6 empty] | Bernoulli’s principle describes the relationship between the flow velocity of a fluid and its pressure. An increase in velocity leads to a reduction in pressure in a flowing fluid, and vice versa. The total pressure of the fluid remains constant. Bernoulli’s equation is also known as the principle of conservation of energy of the flow. |  |  |  |  | 0 |  |  | Bernoulli’s principle describes the relationship between the flow velocity of a fluid and its pressure. An increase in velocity leads to a reduction in pressure in a flowing fluid, and vice versa. The total pressure of the fluid remains constant. Bernoulli’s equation is also known as the principle of conservation of energy of the flow. | [7 empty] | Hydraulic bench |  |  |  |  | 0
|  | The experimental unit is used to demonstrate Bernoulli’s principle by determining the pressures in a Venturi nozzle. |  |  |  |  | 0 | [6 empty] | The experimental unit is used to demonstrate Bernoulli’s principle by determining the pressures in a Venturi nozzle. |  |  |  |  | 0 |  |  | The experimental unit is used to demonstrate Bernoulli’s principle by determining the pressures in a Venturi nozzle. | [6 empty] | E | Bernouli's theorem apparatus | 114800 | 1 | 114800 |  | 0
|  | The experimental unit includes a pipe section with a transparent Venturi nozzle and a movable Pitot tube for measuring the total pressure. The Pitot tube is located within the Venturi nozzle, where it is displaced axially. The position of the Pitot tube can be observed through the Venturi nozzle’s transparent front panel. |  |  |  |  | 0 | [6 empty] | The experimental unit includes a pipe section with a transparent Venturi nozzle and a movable Pitot tube for measuring the total pressure. The Pitot tube is located within the Venturi nozzle, where it is displaced axially. The position of the Pitot tube can be observed through the Venturi nozzle’s transparent front panel. |  |  |  |  | 0 |  |  | The experimental unit includes a pipe section with a transparent Venturi nozzle and a movable Pitot tube for measuring the total pressure. The Pitot tube is located within the Venturi nozzle, where it is displaced axially. The position of the Pitot tube can be observed through the Venturi nozzle’s transparent front panel. | [7 empty] | Bernoulli’s principle describes the relationship between the flow velocity of a fluid and its pressure. An increase in velocity leads to a reduction in pressure in a flowing fluid, and vice versa. The total pressure of the fluid remains constant. Bernoulli’s equation is also known as the principle of conservation of energy of the flow. |  |  |  |  | 0
|  | The Venturi nozzle is equipped with pressure measuring points to determine the static pressures. The pressures are displayed on the six tube manometers. The total pressure is measured by the Pitot tube and displayed on another single tube manometer. |  |  |  |  | 0 | [6 empty] | The Venturi nozzle is equipped with pressure measuring points to determine the static pressures. The pressures are displayed on the six tube manometers. The total pressure is measured by the Pitot tube and displayed on another single tube manometer. |  |  |  |  | 0 |  |  | The Venturi nozzle is equipped with pressure measuring points to determine the static pressures. The pressures are displayed on the six tube manometers. The total pressure is measured by the Pitot tube and displayed on another single tube manometer. | [7 empty] | The experimental unit is used to demonstrate Bernoulli’s principle by determining the pressures in a Venturi nozzle. |  |  |  |  | 0
|  | The experimental unit is positioned easily and securely on the work surface of the base module for fluid mechanics. The water is supplied and the flow rate measured by base module for fluid mechanics. Alternatively, the experimental unit can be operated by the laboratory supply |  |  |  |  | 0 | [6 empty] | The experimental unit is positioned easily and securely on the work surface of the base module for fluid mechanics. The water is supplied and the flow rate measured by base module for fluid mechanics. Alternatively, the experimental unit can be operated by the laboratory supply |  |  |  |  | 0 |  |  | The experimental unit is positioned easily and securely on the work surface of the base module for fluid mechanics. The water is supplied and the flow rate measured by base module for fluid mechanics. Alternatively, the experimental unit can be operated by the laboratory supply | [7 empty] | The experimental unit includes a pipe section with a transparent Venturi nozzle and a movable Pitot tube for measuring the total pressure. The Pitot tube is located within the Venturi nozzle, where it is displaced axially. The position of the Pitot tube can be observed through the Venturi nozzle’s transparent front panel. |  |  |  |  | 0
|  | Experimentation |  |  |  |  | 0 | [6 empty] | Experimentation |  |  |  |  | 0 |  |  | Experimentation | [7 empty] | The Venturi nozzle is equipped with pressure measuring points to determine the static pressures. The pressures are displayed on the six tube manometers. The total pressure is measured by the Pitot tube and displayed on another single tube manometer. |  |  |  |  | 0
|  | energy conversion in divergent/convergent pipe flow |  |  |  |  | 0 | [6 empty] | energy conversion in divergent/convergent pipe flow |  |  |  |  | 0 |  |  | energy conversion in divergent/convergent pipe flow | [7 empty] | The experimental unit is positioned easily and securely on the work surface of the base module for fluid mechanics. The water is supplied and the flow rate measured by base module for fluid mechanics. Alternatively, the experimental unit can be operated by the laboratory supply |  |  |  |  | 0
|  | recording the pressure curve in a Venturi nozzle |  |  |  |  | 0 | [6 empty] | recording the pressure curve in a Venturi nozzle |  |  |  |  | 0 |  |  | recording the pressure curve in a Venturi nozzle | [7 empty] | Experimentation |  |  |  |  | 0
|  | recording the velocity curve in a Venturi nozzle |  |  |  |  | 0 | [6 empty] | recording the velocity curve in a Venturi nozzle |  |  |  |  | 0 |  |  | recording the velocity curve in a Venturi nozzle | [7 empty] | energy conversion in divergent/convergent pipe flow |  |  |  |  | 0
|  | determining the flow coefficient |  |  |  |  | 0 | [6 empty] | determining the flow coefficient |  |  |  |  | 0 |  |  | determining the flow coefficient | [7 empty] | recording the pressure curve in a Venturi nozzle |  |  |  |  | 0
|  | recognizing friction effects |  |  |  |  | 0 | [6 empty] | recognizing friction effects |  |  |  |  | 0 |  |  | recognizing friction effects | [7 empty] | recording the velocity curve in a Venturi nozzle |  |  |  |  | 0
[7 empty] | 0 | [11 empty] | 0 | [10 empty] | determining the flow coefficient |  |  |  |  | 0
|  | Technical data |  |  |  |  | 0 | [6 empty] | Technical data |  |  |  |  | 0 |  |  | Technical data | [7 empty] | recognizing friction effects |  |  |  |  | 0
|  | Venturi nozzle |  |  |  |  | 0 | [6 empty] | Venturi nozzle |  |  |  |  | 0 |  |  | Venturi nozzle | [12 empty] | 0
|  | A: 84…338mm2 |  |  |  |  | 0 | [6 empty] | A: 84…338mm2 |  |  |  |  | 0 |  |  | A: 84…338mm2 | [7 empty] | Technical data |  |  |  |  | 0
|  | angle at the inlet: 10,5° |  |  |  |  | 0 | [6 empty] | angle at the inlet: 10,5° |  |  |  |  | 0 |  |  | angle at the inlet: 10,5° | [7 empty] | Venturi nozzle |  |  |  |  | 0
|  | angle at the outlet: 4° |  |  |  |  | 0 | [6 empty] | angle at the outlet: 4° |  |  |  |  | 0 |  |  | angle at the outlet: 4° | [7 empty] | A: 84…338mm2 |  |  |  |  | 0
|  | Pitot tube |  |  |  |  | 0 | [6 empty] | Pitot tube |  |  |  |  | 0 |  |  | Pitot tube | [7 empty] | angle at the inlet: 10,5° |  |  |  |  | 0
|  | movable range: 0…200mm |  |  |  |  | 0 | [6 empty] | movable range: 0…200mm |  |  |  |  | 0 |  |  | movable range: 0…200mm | [7 empty] | angle at the outlet: 4° |  |  |  |  | 0
|  | diameter: 4mm |  |  |  |  | 0 | [6 empty] | diameter: 4mm |  |  |  |  | 0 |  |  | diameter: 4mm | [7 empty] | Pitot tube |  |  |  |  | 0
|  | Pipes and pipe connectors: PVC |  |  |  |  | 0 | [6 empty] | Pipes and pipe connectors: PVC |  |  |  |  | 0 |  |  | Pipes and pipe connectors: PVC | [7 empty] | movable range: 0…200mm |  |  |  |  | 0
|  | Measuring ranges |  |  |  |  | 0 | [6 empty] | Measuring ranges |  |  |  |  | 0 |  |  | Measuring ranges | [7 empty] | diameter: 4mm |  |  |  |  | 0
|  | pressure: |  |  |  |  | 0 | [6 empty] | pressure: |  |  |  |  | 0 |  |  | pressure: | [7 empty] | Pipes and pipe connectors: PVC |  |  |  |  | 0
|  | 0…290mmWC (static pressure) |  |  |  |  | 0 | [6 empty] | 0…290mmWC (static pressure) |  |  |  |  | 0 |  |  | 0…290mmWC (static pressure) | [7 empty] | Measuring ranges |  |  |  |  | 0
|  | 0…370mmWC (total pressure) |  |  |  |  | 0 | [6 empty] | 0…370mmWC (total pressure) |  |  |  |  | 0 |  |  | 0…370mmWC (total pressure) | [7 empty] | pressure: |  |  |  |  | 0
|  | Required for Operation: |  |  |  |  | 0 | [6 empty] | Required for Operation: |  |  |  |  | 0 |  |  | Required for Operation: | [7 empty] | 0…290mmWC (static pressure) |  |  |  |  | 0
|  | Hydraulic bench |  |  |  |  | 0 | [6 empty] | Hydraulic bench |  |  |  |  | 0 |  |  | Hydraulic bench | [7 empty] | 0…370mmWC (total pressure) |  |  |  |  | 0
| F | Reynolds number Apparatus | 104300 | 1 | 104300 |  | 0 | [5 empty] | F | Reynolds number Apparatus | 104300 | 1 | 104300 | 1 | 104300 |  | F | Reynolds number Apparatus | 104300 | 1 | 104300 |  |  |  |  | Required for Operation: |  |  |  |  | 0
|  | The Osborne Reynolds experiment is used to display laminar and turbulent flows. During the experiment it is possible to observe the transition from laminar to turbulent flow after a limiting velocity. The Reynolds number is used to assess whether a flow is laminar or turbulent. |  |  |  |  | 0 | [6 empty] | The Osborne Reynolds experiment is used to display laminar and turbulent flows. During the experiment it is possible to observe the transition from laminar to turbulent flow after a limiting velocity. The Reynolds number is used to assess whether a flow is laminar or turbulent. |  |  |  |  | 0 |  |  | The Osborne Reynolds experiment is used to display laminar and turbulent flows. During the experiment it is possible to observe the transition from laminar to turbulent flow after a limiting velocity. The Reynolds number is used to assess whether a flow is laminar or turbulent. | [7 empty] | Hydraulic bench |  |  |  |  | 0
|  | With this unit the streamlines during laminar or turbulent flow are displayed in color with the aid of an injected contrast medium (ink). The experimental results can be used to determine the critical Reynolds number. |  |  |  |  | 0 | [6 empty] | With this unit the streamlines during laminar or turbulent flow are displayed in color with the aid of an injected contrast medium (ink). The experimental results can be used to determine the critical Reynolds number. |  |  |  |  | 0 |  |  | With this unit the streamlines during laminar or turbulent flow are displayed in color with the aid of an injected contrast medium (ink). The experimental results can be used to determine the critical Reynolds number. | [6 empty] | F | Reynolds number Apparatus | 104300 | 1 | 104300 | 1 | 104300
|  | The experimental unit consists of a transparent pipe section through which water flows, with flow-optimised inlet. A valve can be used to adjust the flow rate in the pipe section. Ink is injected into the flowing water. A layer of glass beads in the water tank ensures an even and low-turbulence flow. |  |  |  |  | 0 | [6 empty] | The experimental unit consists of a transparent pipe section through which water flows, with flow-optimised inlet. A valve can be used to adjust the flow rate in the pipe section. Ink is injected into the flowing water. A layer of glass beads in the water tank ensures an even and low-turbulence flow. |  |  |  |  | 0 |  |  | The experimental unit consists of a transparent pipe section through which water flows, with flow-optimised inlet. A valve can be used to adjust the flow rate in the pipe section. Ink is injected into the flowing water. A layer of glass beads in the water tank ensures an even and low-turbulence flow. | [7 empty] | The Osborne Reynolds experiment is used to display laminar and turbulent flows. During the experiment it is possible to observe the transition from laminar to turbulent flow after a limiting velocity. The Reynolds number is used to assess whether a flow is laminar or turbulent. |  |  |  |  | 0
|  | The water is supplied and the flow rate measured by Base module for fluid mechanics. Alternatively, the experimental unit can be operated by the laboratory supply. |  |  |  |  | 0 | [6 empty] | The water is supplied and the flow rate measured by Base module for fluid mechanics. Alternatively, the experimental unit can be operated by the laboratory supply. |  |  |  |  | 0 |  |  | The water is supplied and the flow rate measured by Base module for fluid mechanics. Alternatively, the experimental unit can be operated by the laboratory supply. | [7 empty] | With this unit the streamlines during laminar or turbulent flow are displayed in color with the aid of an injected contrast medium (ink). The experimental results can be used to determine the critical Reynolds number. |  |  |  |  | 0
|  | Technical Data |  |  |  |  | 0 | [6 empty] | Technical Data |  |  |  |  | 0 |  |  | Technical Data | [7 empty] | The experimental unit consists of a transparent pipe section through which water flows, with flow-optimised inlet. A valve can be used to adjust the flow rate in the pipe section. Ink is injected into the flowing water. A layer of glass beads in the water tank ensures an even and low-turbulence flow. |  |  |  |  | 0
|  | Water tank |  |  |  |  | 0 | [6 empty] | Water tank |  |  |  |  | 0 |  |  | Water tank | [7 empty] | The water is supplied and the flow rate measured by Base module for fluid mechanics. Alternatively, the experimental unit can be operated by the laboratory supply. |  |  |  |  | 0
|  | capacity: 2200mL |  |  |  |  | 0 | [6 empty] | capacity: 2200mL |  |  |  |  | 0 |  |  | capacity: 2200mL | [7 empty] | Technical Data |  |  |  |  | 0
|  | Pipe section |  |  |  |  | 0 | [6 empty] | Pipe section |  |  |  |  | 0 |  |  | Pipe section | [7 empty] | Water tank |  |  |  |  | 0
|  | length: 675mm |  |  |  |  | 0 | [6 empty] | length: 675mm |  |  |  |  | 0 |  |  | length: 675mm | [7 empty] | capacity: 2200mL |  |  |  |  | 0
|  | inside diameter: 10mm |  |  |  |  | 0 | [6 empty] | inside diameter: 10mm |  |  |  |  | 0 |  |  | inside diameter: 10mm | [7 empty] | Pipe section |  |  |  |  | 0
|  | Tank for ink |  |  |  |  | 0 | [6 empty] | Tank for ink |  |  |  |  | 0 |  |  | Tank for ink | [7 empty] | length: 675mm |  |  |  |  | 0
|  | capacity: approx. 250mL |  |  |  |  | 0 | [6 empty] | capacity: approx. 250mL |  |  |  |  | 0 |  |  | capacity: approx. 250mL | [7 empty] | inside diameter: 10mm |  |  |  |  | 0
|  | Experimentation : |  |  |  |  | 0 | [6 empty] | Experimentation : |  |  |  |  | 0 |  |  | Experimentation : | [7 empty] | Tank for ink |  |  |  |  | 0
|  | -visualization of laminar flow |  |  |  |  | 0 | [6 empty] | -visualization of laminar flow |  |  |  |  | 0 |  |  | -visualization of laminar flow | [7 empty] | capacity: approx. 250mL |  |  |  |  | 0
|  | -visualization of the transition zone |  |  |  |  | 0 | [6 empty] | -visualization of the transition zone |  |  |  |  | 0 |  |  | -visualization of the transition zone | [7 empty] | Experimentation : |  |  |  |  | 0
|  | -visualization of turbulent flow |  |  |  |  | 0 | [6 empty] | -visualization of turbulent flow |  |  |  |  | 0 |  |  | -visualization of turbulent flow | [7 empty] | -visualization of laminar flow |  |  |  |  | 0
|  | -determination of the critical Reynolds number |  |  |  |  | 0 | [6 empty] | -determination of the critical Reynolds number |  |  |  |  | 0 |  |  | -determination of the critical Reynolds number | [7 empty] | -visualization of the transition zone |  |  |  |  | 0
|  | Required for Operation: |  |  |  |  | 0 | [6 empty] | Required for Operation: |  |  |  |  | 0 |  |  | Required for Operation: | [7 empty] | -visualization of turbulent flow |  |  |  |  | 0
|  | Hydraulic bench |  |  |  |  | 0 | [6 empty] | Hydraulic bench |  |  |  |  | 0 |  |  | Hydraulic bench | [7 empty] | -determination of the critical Reynolds number |  |  |  |  | 0
| G | Minor Losses apparatus | 114800 | 1 | 114800 |  | 0 | [5 empty] | G | Minor Losses apparatus | 114800 | 1 | 114800 | 1 | 114800 |  | G | Minor Losses apparatus | 114800 | 1 | 114800 |  |  |  |  | Required for Operation: |  |  |  |  | 0
|  | When water flows through a pipe system, the flow resistances causes pressure losses to occur at pipe fittings and valves and fittings. |  |  |  |  | 0 | [6 empty] | When water flows through a pipe system, the flow resistances causes pressure losses to occur at pipe fittings and valves and fittings. |  |  |  |  | 0 |  |  | When water flows through a pipe system, the flow resistances causes pressure losses to occur at pipe fittings and valves and fittings. | [7 empty] | Hydraulic bench |  |  |  |  | 0
|  | The unit can be used to investigate and visualise the pressure losses in pipe elements. The experimental unit can be used to assess how different pipe geometries affect the flow. |  |  |  |  | 0 | [6 empty] | The unit can be used to investigate and visualise the pressure losses in pipe elements. The experimental unit can be used to assess how different pipe geometries affect the flow. |  |  |  |  | 0 |  |  | The unit can be used to investigate and visualise the pressure losses in pipe elements. The experimental unit can be used to assess how different pipe geometries affect the flow. | [6 empty] | G | Minor Losses apparatus | 114800 | 1 | 114800 |  | 0
|  | The experimental unit comprises a pipe section containing several pipe elements with different flow resistances, as well as a contraction and enlargement piece. There is also a ball valve integrated in the pipe. There are pressure measuring points with annular chambers upstream and downstream of the pipe elements, which ensure accurate pressure measurement. |  |  |  |  | 0 | [6 empty] | The experimental unit comprises a pipe section containing several pipe elements with different flow resistances, as well as a contraction and enlargement piece. There is also a ball valve integrated in the pipe. There are pressure measuring points with annular chambers upstream and downstream of the pipe elements, which ensure accurate pressure measurement. |  |  |  |  | 0 |  |  | The experimental unit comprises a pipe section containing several pipe elements with different flow resistances, as well as a contraction and enlargement piece. There is also a ball valve integrated in the pipe. There are pressure measuring points with annular chambers upstream and downstream of the pipe elements, which ensure accurate pressure measurement. | [7 empty] | When water flows through a pipe system, the flow resistances causes pressure losses to occur at pipe fittings and valves and fittings. |  |  |  |  | 0
|  | The pressure measuring points can be connected in pairs to a 6 tube manometers in order to determine the pressure loss of a pipe element. |  |  |  |  | 0 | [6 empty] | The pressure measuring points can be connected in pairs to a 6 tube manometers in order to determine the pressure loss of a pipe element. |  |  |  |  | 0 |  |  | The pressure measuring points can be connected in pairs to a 6 tube manometers in order to determine the pressure loss of a pipe element. | [7 empty] | The unit can be used to investigate and visualise the pressure losses in pipe elements. The experimental unit can be used to assess how different pipe geometries affect the flow. |  |  |  |  | 0
|  | The experimental unit is positioned easily and securely on the work surface of the Hydraulic Bench. The water is supplied and the flow rate measured by Hydraulic Bench. Alternatively, the experimental unit can be operated by the laboratory supply. |  |  |  |  | 0 | [6 empty] | The experimental unit is positioned easily and securely on the work surface of the Hydraulic Bench. The water is supplied and the flow rate measured by Hydraulic Bench. Alternatively, the experimental unit can be operated by the laboratory supply. |  |  |  |  | 0 |  |  | The experimental unit is positioned easily and securely on the work surface of the Hydraulic Bench. The water is supplied and the flow rate measured by Hydraulic Bench. Alternatively, the experimental unit can be operated by the laboratory supply. | [7 empty] | The experimental unit comprises a pipe section containing several pipe elements with different flow resistances, as well as a contraction and enlargement piece. There is also a ball valve integrated in the pipe. There are pressure measuring points with annular chambers upstream and downstream of the pipe elements, which ensure accurate pressure measurement. |  |  |  |  | 0
|  | Specification: |  |  |  |  | 0 | [6 empty] | Specification: |  |  |  |  | 0 |  |  | Specification: | [7 empty] | The pressure measuring points can be connected in pairs to a 6 tube manometers in order to determine the pressure loss of a pipe element. |  |  |  |  | 0
|  | 1. investigation of the pressure loss in flow through pipe fittings and in the ball valve |  |  |  |  | 0 | [6 empty] | 1. investigation of the pressure loss in flow through pipe fittings and in the ball valve |  |  |  |  | 0 |  |  | 1. investigation of the pressure loss in flow through pipe fittings and in the ball valve | [7 empty] | The experimental unit is positioned easily and securely on the work surface of the Hydraulic Bench. The water is supplied and the flow rate measured by Hydraulic Bench. Alternatively, the experimental unit can be operated by the laboratory supply. |  |  |  |  | 0
|  | 2. sudden contraction and sudden enlargement, pipe bend, segment bend, pipe angle and ball valve as measurement objects |  |  |  |  | 0 | [6 empty] | 2. sudden contraction and sudden enlargement, pipe bend, segment bend, pipe angle and ball valve as measurement objects |  |  |  |  | 0 |  |  | 2. sudden contraction and sudden enlargement, pipe bend, segment bend, pipe angle and ball valve as measurement objects | [7 empty] | Specification: |  |  |  |  | 0
|  | 3. annular chambers allow precise measurement of pressure |  |  |  |  | 0 | [6 empty] | 3. annular chambers allow precise measurement of pressure |  |  |  |  | 0 |  |  | 3. annular chambers allow precise measurement of pressure | [7 empty] | 1. investigation of the pressure loss in flow through pipe fittings and in the ball valve |  |  |  |  | 0
|  | 4. 6 tube manometers for displaying the pressures |  |  |  |  | 0 | [6 empty] | 4. 6 tube manometers for displaying the pressures |  |  |  |  | 0 |  |  | 4. 6 tube manometers for displaying the pressures | [7 empty] | 2. sudden contraction and sudden enlargement, pipe bend, segment bend, pipe angle and ball valve as measurement objects |  |  |  |  | 0
|  | 5. Bourdon tube pressure gauge for pressure measurement |  |  |  |  | 0 | [6 empty] | 5. Bourdon tube pressure gauge for pressure measurement |  |  |  |  | 0 |  |  | 5. Bourdon tube pressure gauge for pressure measurement | [7 empty] | 3. annular chambers allow precise measurement of pressure |  |  |  |  | 0
|  | 6. flow rate determined by Hydraulic bench. |  |  |  |  | 0 | [6 empty] | 6. flow rate determined by Hydraulic bench. |  |  |  |  | 0 |  |  | 6. flow rate determined by Hydraulic bench. | [7 empty] | 4. 6 tube manometers for displaying the pressures |  |  |  |  | 0
|  | 7. water supply via Hydraulic Bench or via laboratory supply |  |  |  |  | 0 | [6 empty] | 7. water supply via Hydraulic Bench or via laboratory supply |  |  |  |  | 0 |  |  | 7. water supply via Hydraulic Bench or via laboratory supply | [7 empty] | 5. Bourdon tube pressure gauge for pressure measurement |  |  |  |  | 0
|  | Technical Details: |  |  |  |  | 0 | [6 empty] | Technical Details: |  |  |  |  | 0 |  |  | Technical Details: | [7 empty] | 6. flow rate determined by Hydraulic bench. |  |  |  |  | 0
|  | Pipe, PVC |  |  |  |  | 0 | [6 empty] | Pipe, PVC |  |  |  |  | 0 |  |  | Pipe, PVC | [7 empty] | 7. water supply via Hydraulic Bench or via laboratory supply |  |  |  |  | 0
|  | inner diameter: 17mm |  |  |  |  | 0 | [6 empty] | inner diameter: 17mm |  |  |  |  | 0 |  |  | inner diameter: 17mm | [7 empty] | Technical Details: |  |  |  |  | 0
|  | Pipe elements, PVC |  |  |  |  | 0 | [6 empty] | Pipe elements, PVC |  |  |  |  | 0 |  |  | Pipe elements, PVC | [7 empty] | Pipe, PVC |  |  |  |  | 0
|  | Inner diameter: d |  |  |  |  | 0 | [6 empty] | Inner diameter: d |  |  |  |  | 0 |  |  | Inner diameter: d | [7 empty] | inner diameter: 17mm |  |  |  |  | 0
|  | sudden contraction: from d=17 to d=9,2mm |  |  |  |  | 0 | [6 empty] | sudden contraction: from d=17 to d=9,2mm |  |  |  |  | 0 |  |  | sudden contraction: from d=17 to d=9,2mm | [7 empty] | Pipe elements, PVC |  |  |  |  | 0
|  | sudden enlargement: from d=9,2 to d=17mm |  |  |  |  | 0 | [6 empty] | sudden enlargement: from d=9,2 to d=17mm |  |  |  |  | 0 |  |  | sudden enlargement: from d=9,2 to d=17mm | [7 empty] | Inner diameter: d |  |  |  |  | 0
|  | segment bend: d=17mm, 90° |  |  |  |  | 0 | [6 empty] | segment bend: d=17mm, 90° |  |  |  |  | 0 |  |  | segment bend: d=17mm, 90° | [7 empty] | sudden contraction: from d=17 to d=9,2mm |  |  |  |  | 0
|  | pipe angle: d=17mm, 90° |  |  |  |  | 0 | [6 empty] | pipe angle: d=17mm, 90° |  |  |  |  | 0 |  |  | pipe angle: d=17mm, 90° | [7 empty] | sudden enlargement: from d=9,2 to d=17mm |  |  |  |  | 0
|  | narrow pipe bend: d=17mm, r=40mm, 90° |  |  |  |  | 0 | [6 empty] | narrow pipe bend: d=17mm, r=40mm, 90° |  |  |  |  | 0 |  |  | narrow pipe bend: d=17mm, r=40mm, 90° | [7 empty] | segment bend: d=17mm, 90° |  |  |  |  | 0
|  | wide pipe bend: d=17mm, r=100mm, 90° |  |  |  |  | 0 | [6 empty] | wide pipe bend: d=17mm, r=100mm, 90° |  |  |  |  | 0 |  |  | wide pipe bend: d=17mm, r=100mm, 90° | [7 empty] | pipe angle: d=17mm, 90° |  |  |  |  | 0
|  | Measuring ranges |  |  |  |  | 0 | [6 empty] | Measuring ranges |  |  |  |  | 0 |  |  | Measuring ranges | [7 empty] | narrow pipe bend: d=17mm, r=40mm, 90° |  |  |  |  | 0
|  | pressure: |  |  |  |  | 0 | [6 empty] | pressure: |  |  |  |  | 0 |  |  | pressure: | [7 empty] | wide pipe bend: d=17mm, r=100mm, 90° |  |  |  |  | 0
|  | 1x 0…1,6bar |  |  |  |  | 0 | [6 empty] | 1x 0…1,6bar |  |  |  |  | 0 |  |  | 1x 0…1,6bar | [7 empty] | Measuring ranges |  |  |  |  | 0
|  | 6x 0…0,03bar |  |  |  |  | 0 | [6 empty] | 6x 0…0,03bar |  |  |  |  | 0 |  |  | 6x 0…0,03bar | [7 empty] | pressure: |  |  |  |  | 0
|  | Experimentation: |  |  |  |  | 0 | [6 empty] | Experimentation: |  |  |  |  | 0 |  |  | Experimentation: | [7 empty] | 1x 0…1,6bar |  |  |  |  | 0
|  | investigate pressure losses at segment bend and bends |  |  |  |  | 0 | [6 empty] | investigate pressure losses at segment bend and bends |  |  |  |  | 0 |  |  | investigate pressure losses at segment bend and bends | [7 empty] | 6x 0…0,03bar |  |  |  |  | 0
|  | investigate pressure loss at contraction and enlargement |  |  |  |  | 0 | [6 empty] | investigate pressure loss at contraction and enlargement |  |  |  |  | 0 |  |  | investigate pressure loss at contraction and enlargement | [7 empty] | Experimentation: |  |  |  |  | 0
|  | pressure loss at a ball valve and determination of a simple valve characteristic |  |  |  |  | 0 | [6 empty] | pressure loss at a ball valve and determination of a simple valve characteristic |  |  |  |  | 0 |  |  | pressure loss at a ball valve and determination of a simple valve characteristic | [7 empty] | investigate pressure losses at segment bend and bends |  |  |  |  | 0
|  | Required for Operation: |  |  |  |  | 0 | [6 empty] | Required for Operation: |  |  |  |  | 0 |  |  | Required for Operation: | [7 empty] | investigate pressure loss at contraction and enlargement |  |  |  |  | 0
|  | Hydraulic bench |  |  |  |  | 0 | [6 empty] | Hydraulic bench |  |  |  |  | 0 |  |  | Hydraulic bench | [7 empty] | pressure loss at a ball valve and determination of a simple valve characteristic |  |  |  |  | 0
| H | Free and Force vortex flow apparatus | 184800 | 1 | 184800 |  | 0 | [5 empty] | H | Free and Force vortex flow apparatus | 184800 | 1 | 184800 | 1 | 184800 |  | H | Free and Force vortex flow apparatus | 184800 | 1 | 184800 |  |  |  |  | Required for Operation: |  |  |  |  | 0
|  | In fluid dynamics, a vortex is a circular flow of a fluid caused by sufficiently large velocity gradients. In practice, this can be observed when water flows out of a basin into a pipe or when two fluids with different speeds meet each other. |  |  |  |  | 0 | [6 empty] | In fluid dynamics, a vortex is a circular flow of a fluid caused by sufficiently large velocity gradients. In practice, this can be observed when water flows out of a basin into a pipe or when two fluids with different speeds meet each other. |  |  |  |  | 0 |  |  | In fluid dynamics, a vortex is a circular flow of a fluid caused by sufficiently large velocity gradients. In practice, this can be observed when water flows out of a basin into a pipe or when two fluids with different speeds meet each other. | [7 empty] | Hydraulic bench |  |  |  |  | 0
|  | The experimental unit allows you to produce and study free and forced vortices. |  |  |  |  | 0 | [6 empty] | The experimental unit allows you to produce and study free and forced vortices. |  |  |  |  | 0 |  |  | The experimental unit allows you to produce and study free and forced vortices. | [6 empty] | H | Free and Force vortex flow apparatus | 184800 | 1 | 184800 |  | 0
|  | The experimental unit has a transparent tank with nozzles, various inserts on the water drain, an impeller and a point gauge for detecting the vortex profiles. |  |  |  |  | 0 | [6 empty] | The experimental unit has a transparent tank with nozzles, various inserts on the water drain, an impeller and a point gauge for detecting the vortex profiles. |  |  |  |  | 0 |  |  | The experimental unit has a transparent tank with nozzles, various inserts on the water drain, an impeller and a point gauge for detecting the vortex profiles. | [7 empty] | In fluid dynamics, a vortex is a circular flow of a fluid caused by sufficiently large velocity gradients. In practice, this can be observed when water flows out of a basin into a pipe or when two fluids with different speeds meet each other. |  |  |  |  | 0
|  | To form the free vortex, water is introduced radially into the tank and flows through a ring to slow down. The vortex is created by the flow out of the tank. There are four easily replaceable inserts of various diameters available for the drain. |  |  |  |  | 0 | [6 empty] | To form the free vortex, water is introduced radially into the tank and flows through a ring to slow down. The vortex is created by the flow out of the tank. There are four easily replaceable inserts of various diameters available for the drain. |  |  |  |  | 0 |  |  | To form the free vortex, water is introduced radially into the tank and flows through a ring to slow down. The vortex is created by the flow out of the tank. There are four easily replaceable inserts of various diameters available for the drain. | [7 empty] | The experimental unit allows you to produce and study free and forced vortices. |  |  |  |  | 0
|  | To form a forced vortex, the water is introduced tangentially. The vortex is generated via an impeller driven by a water jet. |  |  |  |  | 0 | [6 empty] | To form a forced vortex, the water is introduced tangentially. The vortex is generated via an impeller driven by a water jet. |  |  |  |  | 0 |  |  | To form a forced vortex, the water is introduced tangentially. The vortex is generated via an impeller driven by a water jet. | [7 empty] | The experimental unit has a transparent tank with nozzles, various inserts on the water drain, an impeller and a point gauge for detecting the vortex profiles. |  |  |  |  | 0
|  | The point gauges are used to measure the surface profiles of the vortices. The speed of the vortex is also determined. |  |  |  |  | 0 | [6 empty] | The point gauges are used to measure the surface profiles of the vortices. The speed of the vortex is also determined. |  |  |  |  | 0 |  |  | The point gauges are used to measure the surface profiles of the vortices. The speed of the vortex is also determined. | [7 empty] | To form the free vortex, water is introduced radially into the tank and flows through a ring to slow down. The vortex is created by the flow out of the tank. There are four easily replaceable inserts of various diameters available for the drain. |  |  |  |  | 0
|  | The experimental unit is positioned easily and securely on the work surface of the Hydraulic Bench. The water is supplied and the flow measured by Hydraulic Bench. Alternatively, the experimental unit can be operated by the laboratory supply. |  |  |  |  | 0 | [6 empty] | The experimental unit is positioned easily and securely on the work surface of the Hydraulic Bench. The water is supplied and the flow measured by Hydraulic Bench. Alternatively, the experimental unit can be operated by the laboratory supply. |  |  |  |  | 0 |  |  | The experimental unit is positioned easily and securely on the work surface of the Hydraulic Bench. The water is supplied and the flow measured by Hydraulic Bench. Alternatively, the experimental unit can be operated by the laboratory supply. | [7 empty] | To form a forced vortex, the water is introduced tangentially. The vortex is generated via an impeller driven by a water jet. |  |  |  |  | 0
|  | Specification: |  |  |  |  | 0 | [6 empty] | Specification: |  |  |  |  | 0 |  |  | Specification: | [7 empty] | The point gauges are used to measure the surface profiles of the vortices. The speed of the vortex is also determined. |  |  |  |  | 0
|  | 1. generation and investigation of vortices |  |  |  |  | 0 | [6 empty] | 1. generation and investigation of vortices |  |  |  |  | 0 |  |  | 1. generation and investigation of vortices | [7 empty] | The experimental unit is positioned easily and securely on the work surface of the Hydraulic Bench. The water is supplied and the flow measured by Hydraulic Bench. Alternatively, the experimental unit can be operated by the laboratory supply. |  |  |  |  | 0
|  | 2. transparent tank allows visualisation of vortex formation |  |  |  |  | 0 | [6 empty] | 2. transparent tank allows visualisation of vortex formation |  |  |  |  | 0 |  |  | 2. transparent tank allows visualisation of vortex formation | [7 empty] | Specification: |  |  |  |  | 0
|  | 3. two nozzles for radial water supply (free vortex) |  |  |  |  | 0 | [6 empty] | 3. two nozzles for radial water supply (free vortex) |  |  |  |  | 0 |  |  | 3. two nozzles for radial water supply (free vortex) | [7 empty] | 1. generation and investigation of vortices |  |  |  |  | 0
|  | 4. two nozzles for tangential water supply (forced vortex) |  |  |  |  | 0 | [6 empty] | 4. two nozzles for tangential water supply (forced vortex) |  |  |  |  | 0 |  |  | 4. two nozzles for tangential water supply (forced vortex) | [7 empty] | 2. transparent tank allows visualisation of vortex formation |  |  |  |  | 0
|  | 5. different inserts for the water drain to generate free vortex |  |  |  |  | 0 | [6 empty] | 5. different inserts for the water drain to generate free vortex |  |  |  |  | 0 |  |  | 5. different inserts for the water drain to generate free vortex | [7 empty] | 3. two nozzles for radial water supply (free vortex) |  |  |  |  | 0
|  | 6. impeller for generating a forced vortex |  |  |  |  | 0 | [6 empty] | 6. impeller for generating a forced vortex |  |  |  |  | 0 |  |  | 6. impeller for generating a forced vortex | [7 empty] | 4. two nozzles for tangential water supply (forced vortex) |  |  |  |  | 0
|  | 7. point gauges detect the surface profile |  |  |  |  | 0 | [6 empty] | 7. point gauges detect the surface profile |  |  |  |  | 0 |  |  | 7. point gauges detect the surface profile | [7 empty] | 5. different inserts for the water drain to generate free vortex |  |  |  |  | 0
|  | 8. flow rate determined by Hydraulic Bench |  |  |  |  | 0 | [6 empty] | 8. flow rate determined by Hydraulic Bench |  |  |  |  | 0 |  |  | 8. flow rate determined by Hydraulic Bench | [7 empty] | 6. impeller for generating a forced vortex |  |  |  |  | 0
|  | 9. water supply using Hydraulic bench or via laboratory supply |  |  |  |  | 0 | [6 empty] | 9. water supply using Hydraulic bench or via laboratory supply |  |  |  |  | 0 |  |  | 9. water supply using Hydraulic bench or via laboratory supply | [7 empty] | 7. point gauges detect the surface profile |  |  |  |  | 0
|  | Technical Details: |  |  |  |  | 0 | [6 empty] | Technical Details: |  |  |  |  | 0 |  |  | Technical Details: | [7 empty] | 8. flow rate determined by Hydraulic Bench |  |  |  |  | 0
|  | Tank |  |  |  |  | 0 | [6 empty] | Tank |  |  |  |  | 0 |  |  | Tank | [7 empty] | 9. water supply using Hydraulic bench or via laboratory supply |  |  |  |  | 0
|  | diameter: 250mm |  |  |  |  | 0 | [6 empty] | diameter: 250mm |  |  |  |  | 0 |  |  | diameter: 250mm | [7 empty] | Technical Details: |  |  |  |  | 0
|  | height: 190mm |  |  |  |  | 0 | [6 empty] | height: 190mm |  |  |  |  | 0 |  |  | height: 190mm | [7 empty] | Tank |  |  |  |  | 0
|  | 4 inserts for the water drain |  |  |  |  | 0 | [6 empty] | 4 inserts for the water drain |  |  |  |  | 0 |  |  | 4 inserts for the water drain | [7 empty] | diameter: 250mm |  |  |  |  | 0
|  | diameter: 8, 12, 16 and 24mm |  |  |  |  | 0 | [6 empty] | diameter: 8, 12, 16 and 24mm |  |  |  |  | 0 |  |  | diameter: 8, 12, 16 and 24mm | [7 empty] | height: 190mm |  |  |  |  | 0
|  | Impeller with 3 blades |  |  |  |  | 0 | [6 empty] | Impeller with 3 blades |  |  |  |  | 0 |  |  | Impeller with 3 blades | [7 empty] | 4 inserts for the water drain |  |  |  |  | 0
|  | Vertical point gauge |  |  |  |  | 0 | [6 empty] | Vertical point gauge |  |  |  |  | 0 |  |  | Vertical point gauge | [7 empty] | diameter: 8, 12, 16 and 24mm |  |  |  |  | 0
|  | 6 movable rods |  |  |  |  | 0 | [6 empty] | 6 movable rods |  |  |  |  | 0 |  |  | 6 movable rods | [7 empty] | Impeller with 3 blades |  |  |  |  | 0
|  | Horizontal point gauge |  |  |  |  | 0 | [6 empty] | Horizontal point gauge |  |  |  |  | 0 |  |  | Horizontal point gauge | [7 empty] | Vertical point gauge |  |  |  |  | 0
|  | 2 movable rods |  |  |  |  | 0 | [6 empty] | 2 movable rods |  |  |  |  | 0 |  |  | 2 movable rods | [7 empty] | 6 movable rods |  |  |  |  | 0
|  | Measuring tube, movable |  |  |  |  | 0 | [6 empty] | Measuring tube, movable |  |  |  |  | 0 |  |  | Measuring tube, movable | [7 empty] | Horizontal point gauge |  |  |  |  | 0
|  | horizontal 0…90mm, vertical 70…190mm |  |  |  |  | 0 | [6 empty] | horizontal 0…90mm, vertical 70…190mm |  |  |  |  | 0 |  |  | horizontal 0…90mm, vertical 70…190mm | [7 empty] | 2 movable rods |  |  |  |  | 0
|  | diameter: 4mm |  |  |  |  | 0 | [6 empty] | diameter: 4mm |  |  |  |  | 0 |  |  | diameter: 4mm | [7 empty] | Measuring tube, movable |  |  |  |  | 0
|  | Experimentation: |  |  |  |  | 0 | [6 empty] | Experimentation: |  |  |  |  | 0 |  |  | Experimentation: | [7 empty] | horizontal 0…90mm, vertical 70…190mm |  |  |  |  | 0
|  | visualisation of various vortices |  |  |  |  | 0 | [6 empty] | visualisation of various vortices |  |  |  |  | 0 |  |  | visualisation of various vortices | [7 empty] | diameter: 4mm |  |  |  |  | 0
|  | investigation of free and forced vortices |  |  |  |  | 0 | [6 empty] | investigation of free and forced vortices |  |  |  |  | 0 |  |  | investigation of free and forced vortices | [7 empty] | Experimentation: |  |  |  |  | 0
|  | representation of surface profiles |  |  |  |  | 0 | [6 empty] | representation of surface profiles |  |  |  |  | 0 |  |  | representation of surface profiles | [7 empty] | visualisation of various vortices |  |  |  |  | 0
|  | determination of velocity |  |  |  |  | 0 | [6 empty] | determination of velocity |  |  |  |  | 0 |  |  | determination of velocity | [7 empty] | investigation of free and forced vortices |  |  |  |  | 0
|  | Required for Operation: |  |  |  |  | 0 | [6 empty] | Required for Operation: |  |  |  |  | 0 |  |  | Required for Operation: | [7 empty] | representation of surface profiles |  |  |  |  | 0
|  | Hydraulic bench |  |  |  |  | 0 | [6 empty] | Hydraulic bench |  |  |  |  | 0 |  |  | Hydraulic bench | [7 empty] | determination of velocity |  |  |  |  | 0
| I | Hydraulic Bench | 419300 | 1 | 419300 |  | 0 | [5 empty] | I | Hydraulic Bench | 419300 | 1 | 419300 | 1 | 419300 |  | I | Hydraulic Bench | 419300 | 1 | 419300 |  |  |  |  | Required for Operation: |  |  |  |  | 0
|  | The hydraulic bench should be suitable for the use of basic fluid mechanics experiments of fluid mechanics. It should supply the water in the closed circuit; the determination of volumetric flow rate and the positioning of the experimental unit on the working surface of the base module and the collection of dripping water. |  |  |  |  | 0 | [6 empty] | The hydraulic bench should be suitable for the use of basic fluid mechanics experiments of fluid mechanics. It should supply the water in the closed circuit; the determination of volumetric flow rate and the positioning of the experimental unit on the working surface of the base module and the collection of dripping water. |  |  |  |  | 0 |  |  | The hydraulic bench should be suitable for the use of basic fluid mechanics experiments of fluid mechanics. It should supply the water in the closed circuit; the determination of volumetric flow rate and the positioning of the experimental unit on the working surface of the base module and the collection of dripping water. | [7 empty] | Hydraulic bench |  |  |  |  | 0
|  | The closed water circuit consists of the sump tank with the submersible pump and the measuring tank arranged above, in which the returning water is collected. |  |  |  |  | 0 | [6 empty] | The closed water circuit consists of the sump tank with the submersible pump and the measuring tank arranged above, in which the returning water is collected. |  |  |  |  | 0 |  |  | The closed water circuit consists of the sump tank with the submersible pump and the measuring tank arranged above, in which the returning water is collected. | [6 empty] | I | Hydraulic Bench | 419300 | 1 | 419300 |  | 0
|  | The measuring tank is stepped, for large and smaller volumetric flow rates. A measuring cylinder should be provided for very small volumetric flow rates. A stopwatch should also be provided for measuring the flow rate. |  |  |  |  | 0 | [6 empty] | The measuring tank is stepped, for large and smaller volumetric flow rates. A measuring cylinder should be provided for very small volumetric flow rates. A stopwatch should also be provided for measuring the flow rate. |  |  |  |  | 0 |  |  | The measuring tank is stepped, for large and smaller volumetric flow rates. A measuring cylinder should be provided for very small volumetric flow rates. A stopwatch should also be provided for measuring the flow rate. | [7 empty] | The hydraulic bench should be suitable for the use of basic fluid mechanics experiments of fluid mechanics. It should supply the water in the closed circuit; the determination of volumetric flow rate and the positioning of the experimental unit on the working surface of the base module and the collection of dripping water. |  |  |  |  | 0
|  | The top surface should enable the various experimental units to be easily and safely positioned. |  |  |  |  | 0 | [6 empty] | The top surface should enable the various experimental units to be easily and safely positioned. |  |  |  |  | 0 |  |  | The top surface should enable the various experimental units to be easily and safely positioned. | [7 empty] | The closed water circuit consists of the sump tank with the submersible pump and the measuring tank arranged above, in which the returning water is collected. |  |  |  |  | 0
|  | Specification |  |  |  |  | 0 | [6 empty] | Specification |  |  |  |  | 0 |  |  | Specification | [7 empty] | The measuring tank is stepped, for large and smaller volumetric flow rates. A measuring cylinder should be provided for very small volumetric flow rates. A stopwatch should also be provided for measuring the flow rate. |  |  |  |  | 0
|  | 1. Base module for supplying experimental units in fluid mechanics |  |  |  |  | 0 | [6 empty] | 1. Base module for supplying experimental units in fluid mechanics |  |  |  |  | 0 |  |  | 1. Base module for supplying experimental units in fluid mechanics | [7 empty] | The top surface should enable the various experimental units to be easily and safely positioned. |  |  |  |  | 0
|  | 2. Closed water circuit with storage tank, submersible pump and measuring tank. |  |  |  |  | 0 | [6 empty] | 2. Closed water circuit with storage tank, submersible pump and measuring tank. |  |  |  |  | 0 |  |  | 2. Closed water circuit with storage tank, submersible pump and measuring tank. | [7 empty] | Specification |  |  |  |  | 0
|  | 3. Measuring tank divided into two for volumetric flow rate measurement. |  |  |  |  | 0 | [6 empty] | 3. Measuring tank divided into two for volumetric flow rate measurement. |  |  |  |  | 0 |  |  | 3. Measuring tank divided into two for volumetric flow rate measurement. | [7 empty] | 1. Base module for supplying experimental units in fluid mechanics |  |  |  |  | 0
|  | 4. Measuring cylinder with scale for very small volumetric flow rates.. |  |  |  |  | 0 | [6 empty] | 4. Measuring cylinder with scale for very small volumetric flow rates.. |  |  |  |  | 0 |  |  | 4. Measuring cylinder with scale for very small volumetric flow rates.. | [7 empty] | 2. Closed water circuit with storage tank, submersible pump and measuring tank. |  |  |  |  | 0
|  | 5. Measurement of volumetric flow rate by using a stopwatch. |  |  |  |  | 0 | [6 empty] | 5. Measurement of volumetric flow rate by using a stopwatch. |  |  |  |  | 0 |  |  | 5. Measurement of volumetric flow rate by using a stopwatch. | [7 empty] | 3. Measuring tank divided into two for volumetric flow rate measurement. |  |  |  |  | 0
|  | 6. Work surface with inside edge for safe placement of the accessories and for collecting the dripping water. |  |  |  |  | 0 | [6 empty] | 6. Work surface with inside edge for safe placement of the accessories and for collecting the dripping water. |  |  |  |  | 0 |  |  | 6. Work surface with inside edge for safe placement of the accessories and for collecting the dripping water. | [7 empty] | 4. Measuring cylinder with scale for very small volumetric flow rates.. |  |  |  |  | 0
|  | Technical Data |  |  |  |  | 0 | [6 empty] | Technical Data |  |  |  |  | 0 |  |  | Technical Data | [7 empty] | 5. Measurement of volumetric flow rate by using a stopwatch. |  |  |  |  | 0
|  | Pump |  |  |  |  | 0 | [6 empty] | Pump |  |  |  |  | 0 |  |  | Pump | [7 empty] | 6. Work surface with inside edge for safe placement of the accessories and for collecting the dripping water. |  |  |  |  | 0
|  | - power consumption:500-750 W |  |  |  |  | 0 | [6 empty] | - power consumption:500-750 W |  |  |  |  | 0 |  |  | - power consumption:500-750 W | [7 empty] | Technical Data |  |  |  |  | 0
|  | - max. flow rate:200-450L/min |  |  |  |  | 0 | [6 empty] | - max. flow rate:200-450L/min |  |  |  |  | 0 |  |  | - max. flow rate:200-450L/min | [7 empty] | Pump |  |  |  |  | 0
|  | - max. head: 7-14m |  |  |  |  | 0 | [6 empty] | - max. head: 7-14m |  |  |  |  | 0 |  |  | - max. head: 7-14m | [7 empty] | - power consumption:500-750 W |  |  |  |  | 0
|  | Storage tank, contents: 180L |  |  |  |  | 0 | [6 empty] | Storage tank, contents: 180L |  |  |  |  | 0 |  |  | Storage tank, contents: 180L | [7 empty] | - max. flow rate:200-450L/min |  |  |  |  | 0
|  | Measuring tank |  |  |  |  | 0 | [6 empty] | Measuring tank |  |  |  |  | 0 |  |  | Measuring tank | [7 empty] | - max. head: 7-14m |  |  |  |  | 0
|  | -at large volumetric flow rates: 40L |  |  |  |  | 0 | [6 empty] | -at large volumetric flow rates: 40L |  |  |  |  | 0 |  |  | -at large volumetric flow rates: 40L | [7 empty] | Storage tank, contents: 180L |  |  |  |  | 0
|  | -at small volumetric flow rates: 10L |  |  |  |  | 0 | [6 empty] | -at small volumetric flow rates: 10L |  |  |  |  | 0 |  |  | -at small volumetric flow rates: 10L | [7 empty] | Measuring tank |  |  |  |  | 0
|  | Measuring cylinder with scale for very small volumetric flow rates |  |  |  |  | 0 | [6 empty] | Measuring cylinder with scale for very small volumetric flow rates |  |  |  |  | 0 |  |  | Measuring cylinder with scale for very small volumetric flow rates | [7 empty] | -at large volumetric flow rates: 40L |  |  |  |  | 0
|  | -content: 2L |  |  |  |  | 0 | [6 empty] | -content: 2L |  |  |  |  | 0 |  |  | -content: 2L | [7 empty] | -at small volumetric flow rates: 10L |  |  |  |  | 0
|  | Utility Required |  |  |  |  | 0 | [6 empty] | Utility Required |  |  |  |  | 0 |  |  | Utility Required | [7 empty] | Measuring cylinder with scale for very small volumetric flow rates |  |  |  |  | 0
|  | 230V, 50/60Hz,1 Phase |  |  |  |  | 0 | [6 empty] | 230V, 50/60Hz,1 Phase |  |  |  |  | 0 |  |  | 230V, 50/60Hz,1 Phase | [7 empty] | -content: 2L |  |  |  |  | 0
| J | Pitot Tube | 83300 | 1 | 83300 |  | 0 | [5 empty] | J | Pitot Tube | 83300 | 1 | 83300 |  | 0 |  | J | Pitot Tube | 83300 | 1 | 83300 |  |  |  |  | Utility Required |  |  |  |  | 0
|  | Pitot static tube: |  |  |  |  | 0 | [6 empty] | Pitot static tube: |  |  |  |  | 0 |  |  | Pitot static tube: | [7 empty] | 230V, 50/60Hz,1 Phase |  |  |  |  | 0
|  | Head diameter: 2.5 mm. |  |  |  |  | 0 | [6 empty] | Head diameter: 2.5 mm. |  |  |  |  | 0 |  |  | Head diameter: 2.5 mm. | [6 empty] | J | Pitot Tube | 83300 | 1 | 83300 |  | 0
|  | Transparent pipe:32 mm. internal diameter and 430 mm. length approx. |  |  |  |  | 0 | [6 empty] | Transparent pipe:32 mm. internal diameter and 430 mm. length approx. |  |  |  |  | 0 |  |  | Transparent pipe:32 mm. internal diameter and 430 mm. length approx. | [7 empty] | Pitot static tube: |  |  |  |  | 0
|  | Hose connections. |  |  |  |  | 0 | [6 empty] | Hose connections. |  |  |  |  | 0 |  |  | Hose connections. | [7 empty] | Head diameter: 2.5 mm. |  |  |  |  | 0
|  | Water manometer, 500 mm. length. |  |  |  |  | 0 | [6 empty] | Water manometer, 500 mm. length. |  |  |  |  | 0 |  |  | Water manometer, 500 mm. length. | [7 empty] | Transparent pipe:32 mm. internal diameter and 430 mm. length approx. |  |  |  |  | 0
|  | Easy and quick coupling system built-in. |  |  |  |  | 0 | [6 empty] | Easy and quick coupling system built-in. |  |  |  |  | 0 |  |  | Easy and quick coupling system built-in. | [7 empty] | Hose connections. |  |  |  |  | 0
|  | Experimentation: |  |  |  |  | 0 | [6 empty] | Experimentation: |  |  |  |  | 0 |  |  | Experimentation: | [7 empty] | Water manometer, 500 mm. length. |  |  |  |  | 0
|  | 1.- Study of the function of a pitot static tube. |  |  |  |  | 0 | [6 empty] | 1.- Study of the function of a pitot static tube. |  |  |  |  | 0 |  |  | 1.- Study of the function of a pitot static tube. | [7 empty] | Easy and quick coupling system built-in. |  |  |  |  | 0
|  | 2.- To use a pitot static tube. |  |  |  |  | 0 | [6 empty] | 2.- To use a pitot static tube. |  |  |  |  | 0 |  |  | 2.- To use a pitot static tube. | [7 empty] | Experimentation: |  |  |  |  | 0
|  | 3.- Determination of tube flow speed profiles. |  |  |  |  | 0 | [6 empty] | 3.- Determination of tube flow speed profiles. |  |  |  |  | 0 |  |  | 3.- Determination of tube flow speed profiles. | [7 empty] | 1.- Study of the function of a pitot static tube. |  |  |  |  | 0
|  | 4.- Demonstration that the flow speed is proportional to the pressure difference between the total pressure and the static pressure. |  |  |  |  | 0 | [6 empty] | 4.- Demonstration that the flow speed is proportional to the pressure difference between the total pressure and the static pressure. |  |  |  |  | 0 |  |  | 4.- Demonstration that the flow speed is proportional to the pressure difference between the total pressure and the static pressure. | [7 empty] | 2.- To use a pitot static tube. |  |  |  |  | 0
|  | 5.- Error determination in flow measurements using the Pitot tube as measurement instrument. |  |  |  |  | 0 | [6 empty] | 5.- Error determination in flow measurements using the Pitot tube as measurement instrument. |  |  |  |  | 0 |  |  | 5.- Error determination in flow measurements using the Pitot tube as measurement instrument. | [7 empty] | 3.- Determination of tube flow speed profiles. |  |  |  |  | 0
|  | 6.- Factor Cd determination in the Pitot tube. |  |  |  |  | 0 | [6 empty] | 6.- Factor Cd determination in the Pitot tube. |  |  |  |  | 0 |  |  | 6.- Factor Cd determination in the Pitot tube. | [7 empty] | 4.- Demonstration that the flow speed is proportional to the pressure difference between the total pressure and the static pressure. |  |  |  |  | 0
|  | Required for Operation: |  |  |  |  | 0 | [6 empty] | Required for Operation: |  |  |  |  | 0 |  |  | Required for Operation: | [7 empty] | 5.- Error determination in flow measurements using the Pitot tube as measurement instrument. |  |  |  |  | 0
|  | Hydraulic bench |  |  |  |  | 0 | [6 empty] | Hydraulic bench |  |  |  |  | 0 |  |  | Hydraulic bench | [7 empty] | 6.- Factor Cd determination in the Pitot tube. |  |  |  |  | 0
|  |  | Total |  | 1683500 |  | 0 | [7 empty] | Total |  | 1683500 |  | 1570100 |  |  |  | Total |  | 1683500 |  |  |  |  | Required for Operation: |  |  |  |  | 0
4 | Heat Transfer | [10 empty] | 4 | Heat Transfer | [6 empty] | 4 | Heat Transfer | [8 empty] | Hydraulic bench |  |  |  |  | 0
| A | Thermal Conductivity of metal rod apparatus | 128800 | 1 | 128800 |  | 0 | [5 empty] | A | Thermal Conductivity of metal rod apparatus | 128800 | 1 | 128800 |  | 0 |  | A | Thermal Conductivity of metal rod apparatus | 128800 | 1 | 128800 | 1 | 128800 |  |  |  | Total |  | 1683500 |  | 347900
|  | The experimental set up consists of metal bar, one end of which is heated by an electric heater while the other end of the bar projects inside the cooling water jacket. A cylindrical shell filled with insulating material surrounds the middle portion of the bar. The temperature of the bar is measured at different sections. Heat Input to the heater is given through variac. By varying the heat input rates, data can be obtained. Water at constant rate is circulated through the jacket and its flow rate and temperature rise is noted. |  |  |  |  | 0 | [6 empty] | The experimental set up consists of metal bar, one end of which is heated by an electric heater while the other end of the bar projects inside the cooling water jacket. A cylindrical shell filled with insulating material surrounds the middle portion of the bar. The temperature of the bar is measured at different sections. Heat Input to the heater is given through variac. By varying the heat input rates, data can be obtained. Water at constant rate is circulated through the jacket and its flow rate and temperature rise is noted. |  |  |  |  | 0 |  |  | The experimental set up consists of metal bar, one end of which is heated by an electric heater while the other end of the bar projects inside the cooling water jacket. A cylindrical shell filled with insulating material surrounds the middle portion of the bar. The temperature of the bar is measured at different sections. Heat Input to the heater is given through variac. By varying the heat input rates, data can be obtained. Water at constant rate is circulated through the jacket and its flow rate and temperature rise is noted. | [5 empty] | 4 | Heat Transfer
|  | TECHNICAL DETAILS: |  |  |  |  | 0 | [6 empty] | TECHNICAL DETAILS: |  |  |  |  | 0 |  |  | TECHNICAL DETAILS: | [6 empty] | A | Thermal Conductivity of metal rod apparatus | 128800 | 1 | 128800 |  | 0
|  | Metal Bar |  |  |  |  | 0 | [6 empty] | Metal Bar |  |  |  |  | 0 |  |  | Metal Bar | [7 empty] | The experimental set up consists of metal bar, one end of which is heated by an electric heater while the other end of the bar projects inside the cooling water jacket. A cylindrical shell filled with insulating material surrounds the middle portion of the bar. The temperature of the bar is measured at different sections. Heat Input to the heater is given through variac. By varying the heat input rates, data can be obtained. Water at constant rate is circulated through the jacket and its flow rate and temperature rise is noted. |  |  |  |  | 0
|  | Material: Copper |  |  |  |  | 0 | [6 empty] | Material: Copper |  |  |  |  | 0 |  |  | Material: Copper | [7 empty] | TECHNICAL DETAILS: |  |  |  |  | 0
|  | Length : 400 mm (approx.) |  |  |  |  | 0 | [6 empty] | Length : 400 mm (approx.) |  |  |  |  | 0 |  |  | Length : 400 mm (approx.) | [7 empty] | Metal Bar |  |  |  |  | 0
|  | Diameter: 25 mm |  |  |  |  | 0 | [6 empty] | Diameter: 25 mm |  |  |  |  | 0 |  |  | Diameter: 25 mm | [7 empty] | Material: Copper |  |  |  |  | 0
|  | Insulating shell |  |  |  |  | 0 | [6 empty] | Insulating shell |  |  |  |  | 0 |  |  | Insulating shell | [7 empty] | Length : 400 mm (approx.) |  |  |  |  | 0
|  | Length : 250 mm |  |  |  |  | 0 | [6 empty] | Length : 250 mm |  |  |  |  | 0 |  |  | Length : 250 mm | [7 empty] | Diameter: 25 mm |  |  |  |  | 0
|  | Diameter: 200 mm |  |  |  |  | 0 | [6 empty] | Diameter: 200 mm |  |  |  |  | 0 |  |  | Diameter: 200 mm | [7 empty] | Insulating shell |  |  |  |  | 0
|  | Cooling Water Jacket |  |  |  |  | 0 | [6 empty] | Cooling Water Jacket |  |  |  |  | 0 |  |  | Cooling Water Jacket | [7 empty] | Length : 250 mm |  |  |  |  | 0
|  | Diameter : 100 mm |  |  |  |  | 0 | [6 empty] | Diameter : 100 mm |  |  |  |  | 0 |  |  | Diameter : 100 mm | [7 empty] | Diameter: 200 mm |  |  |  |  | 0
|  | Length : 75 mm |  |  |  |  | 0 | [6 empty] | Length : 75 mm |  |  |  |  | 0 |  |  | Length : 75 mm | [7 empty] | Cooling Water Jacket |  |  |  |  | 0
|  | Heater : Nichrome Wire. |  |  |  |  | 0 | [6 empty] | Heater : Nichrome Wire. |  |  |  |  | 0 |  |  | Heater : Nichrome Wire. | [7 empty] | Diameter : 100 mm |  |  |  |  | 0
|  | Water Flow measurement : By Measuring cylinder |  |  |  |  | 0 | [6 empty] | Water Flow measurement : By Measuring cylinder |  |  |  |  | 0 |  |  | Water Flow measurement : By Measuring cylinder | [7 empty] | Length : 75 mm |  |  |  |  | 0
|  | Control panel comprising of |  |  |  |  | 0 | [6 empty] | Control panel comprising of |  |  |  |  | 0 |  |  | Control panel comprising of | [7 empty] | Heater : Nichrome Wire. |  |  |  |  | 0
|  | Digital Voltmeter: 0-300 Volt. |  |  |  |  | 0 | [6 empty] | Digital Voltmeter: 0-300 Volt. |  |  |  |  | 0 |  |  | Digital Voltmeter: 0-300 Volt. | [7 empty] | Water Flow measurement : By Measuring cylinder |  |  |  |  | 0
|  | Digital Ammeter: 0-2 Amp. |  |  |  |  | 0 | [6 empty] | Digital Ammeter: 0-2 Amp. |  |  |  |  | 0 |  |  | Digital Ammeter: 0-2 Amp. | [7 empty] | Control panel comprising of |  |  |  |  | 0
|  | Variac :0-230 V, 2 Amp. |  |  |  |  | 0 | [6 empty] | Variac :0-230 V, 2 Amp. |  |  |  |  | 0 |  |  | Variac :0-230 V, 2 Amp. | [7 empty] | Digital Voltmeter: 0-300 Volt. |  |  |  |  | 0
|  | Digital Temp. Indicator: 0-199.90C, with multi-channel switch, (Universal Input) |  |  |  |  | 0 | [6 empty] | Digital Temp. Indicator: 0-199.90C, with multi-channel switch, (Universal Input) |  |  |  |  | 0 |  |  | Digital Temp. Indicator: 0-199.90C, with multi-channel switch, (Universal Input) | [7 empty] | Digital Ammeter: 0-2 Amp. |  |  |  |  | 0
|  | Temperature Sensors : RTD PT-100 type. (8 Nos) |  |  |  |  | 0 | [6 empty] | Temperature Sensors : RTD PT-100 type. (8 Nos) |  |  |  |  | 0 |  |  | Temperature Sensors : RTD PT-100 type. (8 Nos) | [7 empty] | Variac :0-230 V, 2 Amp. |  |  |  |  | 0
|  | With standard make on/off switch, Mains Indicator etc. |  |  |  |  | 0 | [6 empty] | With standard make on/off switch, Mains Indicator etc. |  |  |  |  | 0 |  |  | With standard make on/off switch, Mains Indicator etc. | [7 empty] | Digital Temp. Indicator: 0-199.90C, with multi-channel switch, (Universal Input) |  |  |  |  | 0
|  | Instruction Manual : An ENGLISH instruction manual will be provided along with the Apparatus |  |  |  |  | 0 | [6 empty] | Instruction Manual : An ENGLISH instruction manual will be provided along with the Apparatus |  |  |  |  | 0 |  |  | Instruction Manual : An ENGLISH instruction manual will be provided along with the Apparatus | [7 empty] | Temperature Sensors : RTD PT-100 type. (8 Nos) |  |  |  |  | 0
|  | The whole setup is mounted on a powder coated base plate. |  |  |  |  | 0 | [6 empty] | The whole setup is mounted on a powder coated base plate. |  |  |  |  | 0 |  |  | The whole setup is mounted on a powder coated base plate. | [7 empty] | With standard make on/off switch, Mains Indicator etc. |  |  |  |  | 0
|  | EXPERIMENTATION: |  |  |  |  | 0 | [6 empty] | EXPERIMENTATION: |  |  |  |  | 0 |  |  | EXPERIMENTATION: | [7 empty] | Instruction Manual : An ENGLISH instruction manual will be provided along with the Apparatus |  |  |  |  | 0
|  | To plot the temperature distribution along the length of Bar. |  |  |  |  | 0 | [6 empty] | To plot the temperature distribution along the length of Bar. |  |  |  |  | 0 |  |  | To plot the temperature distribution along the length of Bar. | [7 empty] | The whole setup is mounted on a powder coated base plate. |  |  |  |  | 0
|  | To determine the thermal conductivity of given bar at various temperatures. |  |  |  |  | 0 | [6 empty] | To determine the thermal conductivity of given bar at various temperatures. |  |  |  |  | 0 |  |  | To determine the thermal conductivity of given bar at various temperatures. | [7 empty] | EXPERIMENTATION: |  |  |  |  | 0
| B | Heat transfer coefficient of Composite wall apparatus | 132300 | 1 | 132300 |  | 0 | [5 empty] | B | Heat transfer coefficient of Composite wall apparatus | 132300 | 1 | 132300 |  | 0 |  | B | Heat transfer coefficient of Composite wall apparatus | 132300 | 1 | 132300 | 1 | 132300 |  |  | To plot the temperature distribution along the length of Bar. |  |  |  |  | 0
|  | The setup consists of a heater sandwiched between two sets of slabs. Three types of slabs are provided on either sides of heater, which forms a composite structure. A small hand press frame is provided to ensure the perfect contact between the slabs. A variac is provided for varying the input to the heater. Digital Voltmeter and Digital Ammeter display the heat input. Heat produced by heater flows axially on both the sides. Temperature Sensors are embedded at the interfaces of slabs to determine the temperature gradient. The experiment can be conducted at various values of heat input and calculation can be made accordingly |  |  |  |  | 0 | [6 empty] | The setup consists of a heater sandwiched between two sets of slabs. Three types of slabs are provided on either sides of heater, which forms a composite structure. A small hand press frame is provided to ensure the perfect contact between the slabs. A variac is provided for varying the input to the heater. Digital Voltmeter and Digital Ammeter display the heat input. Heat produced by heater flows axially on both the sides. Temperature Sensors are embedded at the interfaces of slabs to determine the temperature gradient. The experiment can be conducted at various values of heat input and calculation can be made accordingly |  |  |  |  | 0 |  |  | The setup consists of a heater sandwiched between two sets of slabs. Three types of slabs are provided on either sides of heater, which forms a composite structure. A small hand press frame is provided to ensure the perfect contact between the slabs. A variac is provided for varying the input to the heater. Digital Voltmeter and Digital Ammeter display the heat input. Heat produced by heater flows axially on both the sides. Temperature Sensors are embedded at the interfaces of slabs to determine the temperature gradient. The experiment can be conducted at various values of heat input and calculation can be made accordingly | [7 empty] | To determine the thermal conductivity of given bar at various temperatures. |  |  |  |  | 0
|  | Technical Data: |  |  |  |  | 0 | [6 empty] | Technical Data: |  |  |  |  | 0 |  |  | Technical Data: | [6 empty] | B | Heat transfer coefficient of Composite wall apparatus | 132300 | 1 | 132300 |  | 0
|  | Slab assembly arranged symmetrically on both sides of heater. |  |  |  |  | 0 | [6 empty] | Slab assembly arranged symmetrically on both sides of heater. |  |  |  |  | 0 |  |  | Slab assembly arranged symmetrically on both sides of heater. | [7 empty] | The setup consists of a heater sandwiched between two sets of slabs. Three types of slabs are provided on either sides of heater, which forms a composite structure. A small hand press frame is provided to ensure the perfect contact between the slabs. A variac is provided for varying the input to the heater. Digital Voltmeter and Digital Ammeter display the heat input. Heat produced by heater flows axially on both the sides. Temperature Sensors are embedded at the interfaces of slabs to determine the temperature gradient. The experiment can be conducted at various values of heat input and calculation can be made accordingly |  |  |  |  | 0
|  | Slab Material: Slab Size |  |  |  |  | 0 | [6 empty] | Slab Material: Slab Size |  |  |  |  | 0 |  |  | Slab Material: Slab Size | [7 empty] | Technical Data: |  |  |  |  | 0
|  | Cast Iron: 250 mm dia. & 20mm thick. |  |  |  |  | 0 | [6 empty] | Cast Iron: 250 mm dia. & 20mm thick. |  |  |  |  | 0 |  |  | Cast Iron: 250 mm dia. & 20mm thick. | [7 empty] | Slab assembly arranged symmetrically on both sides of heater. |  |  |  |  | 0
|  | Bakelite: 250 mm dia. & 15 mm thick. |  |  |  |  | 0 | [6 empty] | Bakelite: 250 mm dia. & 15 mm thick. |  |  |  |  | 0 |  |  | Bakelite: 250 mm dia. & 15 mm thick. | [7 empty] | Slab Material: Slab Size |  |  |  |  | 0
|  | Press Wood: 250 mm dia. & 12 mm thick. |  |  |  |  | 0 | [6 empty] | Press Wood: 250 mm dia. & 12 mm thick. |  |  |  |  | 0 |  |  | Press Wood: 250 mm dia. & 12 mm thick. | [7 empty] | Cast Iron: 250 mm dia. & 20mm thick. |  |  |  |  | 0
|  | Heater : Nichrome wire. |  |  |  |  | 0 | [6 empty] | Heater : Nichrome wire. |  |  |  |  | 0 |  |  | Heater : Nichrome wire. | [7 empty] | Bakelite: 250 mm dia. & 15 mm thick. |  |  |  |  | 0
|  | Control panel comprising of : |  |  |  |  | 0 | [6 empty] | Control panel comprising of : |  |  |  |  | 0 |  |  | Control panel comprising of : | [7 empty] | Press Wood: 250 mm dia. & 12 mm thick. |  |  |  |  | 0
|  | Digital Voltmeter: 0-300 Volts. |  |  |  |  | 0 | [6 empty] | Digital Voltmeter: 0-300 Volts. |  |  |  |  | 0 |  |  | Digital Voltmeter: 0-300 Volts. | [7 empty] | Heater : Nichrome wire. |  |  |  |  | 0
|  | Digital Ammeter: 0-2 Amp. |  |  |  |  | 0 | [6 empty] | Digital Ammeter: 0-2 Amp. |  |  |  |  | 0 |  |  | Digital Ammeter: 0-2 Amp. | [7 empty] | Control panel comprising of : |  |  |  |  | 0
|  | Variac: 0-230 V, 2 Amp. |  |  |  |  | 0 | [6 empty] | Variac: 0-230 V, 2 Amp. |  |  |  |  | 0 |  |  | Variac: 0-230 V, 2 Amp. | [7 empty] | Digital Voltmeter: 0-300 Volts. |  |  |  |  | 0
|  | Digital Temp. Indicator: 0-2000C, with multi-channel switch |  |  |  |  | 0 | [6 empty] | Digital Temp. Indicator: 0-2000C, with multi-channel switch |  |  |  |  | 0 |  |  | Digital Temp. Indicator: 0-2000C, with multi-channel switch | [7 empty] | Digital Ammeter: 0-2 Amp. |  |  |  |  | 0
|  | Temp. Sensors : RTD PT-100 type. (8 Nos) |  |  |  |  | 0 | [6 empty] | Temp. Sensors : RTD PT-100 type. (8 Nos) |  |  |  |  | 0 |  |  | Temp. Sensors : RTD PT-100 type. (8 Nos) | [7 empty] | Variac: 0-230 V, 2 Amp. |  |  |  |  | 0
|  | With standard make On/off switch (L & T make), Mains Indicator etc. |  |  |  |  | 0 | [6 empty] | With standard make On/off switch (L & T make), Mains Indicator etc. |  |  |  |  | 0 |  |  | With standard make On/off switch (L & T make), Mains Indicator etc. | [7 empty] | Digital Temp. Indicator: 0-2000C, with multi-channel switch |  |  |  |  | 0
|  | Instruction Manual: An ENGLISH instruction manual will be provided along with the Apparatus. |  |  |  |  | 0 | [6 empty] | Instruction Manual: An ENGLISH instruction manual will be provided along with the Apparatus. |  |  |  |  | 0 |  |  | Instruction Manual: An ENGLISH instruction manual will be provided along with the Apparatus. | [7 empty] | Temp. Sensors : RTD PT-100 type. (8 Nos) |  |  |  |  | 0
|  | Cabinet to accommodate the slab assembly with front window of glass/acrylic. |  |  |  |  | 0 | [6 empty] | Cabinet to accommodate the slab assembly with front window of glass/acrylic. |  |  |  |  | 0 |  |  | Cabinet to accommodate the slab assembly with front window of glass/acrylic. | [7 empty] | With standard make On/off switch (L & T make), Mains Indicator etc. |  |  |  |  | 0
|  | The whole set-up is mounted on a base plate. |  |  |  |  | 0 | [6 empty] | The whole set-up is mounted on a base plate. |  |  |  |  | 0 |  |  | The whole set-up is mounted on a base plate. | [7 empty] | Instruction Manual: An ENGLISH instruction manual will be provided along with the Apparatus. |  |  |  |  | 0
|  | EXPERIMENTATION: |  |  |  |  | 0 | [6 empty] | EXPERIMENTATION: |  |  |  |  | 0 |  |  | EXPERIMENTATION: | [7 empty] | Cabinet to accommodate the slab assembly with front window of glass/acrylic. |  |  |  |  | 0
|  | To determine total thermal resistance and thermal conductivity of composite wall. |  |  |  |  | 0 | [6 empty] | To determine total thermal resistance and thermal conductivity of composite wall. |  |  |  |  | 0 |  |  | To determine total thermal resistance and thermal conductivity of composite wall. | [7 empty] | The whole set-up is mounted on a base plate. |  |  |  |  | 0
|  | To plot temperature gradient along composite wall. |  |  |  |  | 0 | [6 empty] | To plot temperature gradient along composite wall. |  |  |  |  | 0 |  |  | To plot temperature gradient along composite wall. | [7 empty] | EXPERIMENTATION: |  |  |  |  | 0
| C | Pin Fin apparatus | 128800 | 1 | 128800 |  | 0 | [5 empty] | C | Pin Fin apparatus | 128800 | 1 | 128800 |  | 0 |  | C | Pin Fin apparatus | 128800 | 1 | 128800 | 1 | 128800 |  |  | To determine total thermal resistance and thermal conductivity of composite wall. |  |  |  |  | 0
|  | The setup is designed to study the heat transfer in a pin fin. It consists of pin type fin fitted in a duct. A fan is provided on one side of duct to conduct experiments under forced draft conditions. Air flow rates can be varied. A heater heats one end of fin and heat flows to another end. Heat input to the heater is given through Variac. Digital voltmeter and digital ammeter are provided for heat measurement. Digital Temperature Indicator measures temperature distribution along the fin |  |  |  |  | 0 | [6 empty] | The setup is designed to study the heat transfer in a pin fin. It consists of pin type fin fitted in a duct. A fan is provided on one side of duct to conduct experiments under forced draft conditions. Air flow rates can be varied. A heater heats one end of fin and heat flows to another end. Heat input to the heater is given through Variac. Digital voltmeter and digital ammeter are provided for heat measurement. Digital Temperature Indicator measures temperature distribution along the fin |  |  |  |  | 0 |  |  | The setup is designed to study the heat transfer in a pin fin. It consists of pin type fin fitted in a duct. A fan is provided on one side of duct to conduct experiments under forced draft conditions. Air flow rates can be varied. A heater heats one end of fin and heat flows to another end. Heat input to the heater is given through Variac. Digital voltmeter and digital ammeter are provided for heat measurement. Digital Temperature Indicator measures temperature distribution along the fin | [7 empty] | To plot temperature gradient along composite wall. |  |  |  |  | 0
|  | Technical Details: |  |  |  |  | 0 | [6 empty] | Technical Details: |  |  |  |  | 0 |  |  | Technical Details: | [6 empty] | C | Pin Fin apparatus | 128800 | 1 | 128800 |  | 0
|  | Fin: Pin type. |  |  |  |  | 0 | [6 empty] | Fin: Pin type. |  |  |  |  | 0 |  |  | Fin: Pin type. | [7 empty] | The setup is designed to study the heat transfer in a pin fin. It consists of pin type fin fitted in a duct. A fan is provided on one side of duct to conduct experiments under forced draft conditions. Air flow rates can be varied. A heater heats one end of fin and heat flows to another end. Heat input to the heater is given through Variac. Digital voltmeter and digital ammeter are provided for heat measurement. Digital Temperature Indicator measures temperature distribution along the fin |  |  |  |  | 0
|  | Material: Brass. |  |  |  |  | 0 | [6 empty] | Material: Brass. |  |  |  |  | 0 |  |  | Material: Brass. | [7 empty] | Technical Details: |  |  |  |  | 0
|  | Size: 12.5 mm (approx.) 15 cm. long (approx.). |  |  |  |  | 0 | [6 empty] | Size: 12.5 mm (approx.) 15 cm. long (approx.). |  |  |  |  | 0 |  |  | Size: 12.5 mm (approx.) 15 cm. long (approx.). | [7 empty] | Fin: Pin type. |  |  |  |  | 0
|  | Duct: Made of MS. |  |  |  |  | 0 | [6 empty] | Duct: Made of MS. |  |  |  |  | 0 |  |  | Duct: Made of MS. | [7 empty] | Material: Brass. |  |  |  |  | 0
|  | Fan: Standard makes. |  |  |  |  | 0 | [6 empty] | Fan: Standard makes. |  |  |  |  | 0 |  |  | Fan: Standard makes. | [7 empty] | Size: 12.5 mm (approx.) 15 cm. long (approx.). |  |  |  |  | 0
|  | Air Flow measurement: Orifice meter & U-Tube Manometer. |  |  |  |  | 0 | [6 empty] | Air Flow measurement: Orifice meter & U-Tube Manometer. |  |  |  |  | 0 |  |  | Air Flow measurement: Orifice meter & U-Tube Manometer. | [7 empty] | Duct: Made of MS. |  |  |  |  | 0
|  | Heater : Band type, Nichrome Wire. |  |  |  |  | 0 | [6 empty] | Heater : Band type, Nichrome Wire. |  |  |  |  | 0 |  |  | Heater : Band type, Nichrome Wire. | [7 empty] | Fan: Standard makes. |  |  |  |  | 0
|  | Control panel comprising of : |  |  |  |  | 0 | [6 empty] | Control panel comprising of : |  |  |  |  | 0 |  |  | Control panel comprising of : | [7 empty] | Air Flow measurement: Orifice meter & U-Tube Manometer. |  |  |  |  | 0
|  | Digital Voltmeter: 0-300 Volt. |  |  |  |  | 0 | [6 empty] | Digital Voltmeter: 0-300 Volt. |  |  |  |  | 0 |  |  | Digital Voltmeter: 0-300 Volt. | [7 empty] | Heater : Band type, Nichrome Wire. |  |  |  |  | 0
|  | Digital Ammeter: 0-2 Amp. |  |  |  |  | 0 | [6 empty] | Digital Ammeter: 0-2 Amp. |  |  |  |  | 0 |  |  | Digital Ammeter: 0-2 Amp. | [7 empty] | Control panel comprising of : |  |  |  |  | 0
|  | Dimmerstat: 0-230 V, 2 Amp. |  |  |  |  | 0 | [6 empty] | Dimmerstat: 0-230 V, 2 Amp. |  |  |  |  | 0 |  |  | Dimmerstat: 0-230 V, 2 Amp. | [7 empty] | Digital Voltmeter: 0-300 Volt. |  |  |  |  | 0
|  | Digital Temp. Indicator: 0-2000C, with multi-channel switch |  |  |  |  | 0 | [6 empty] | Digital Temp. Indicator: 0-2000C, with multi-channel switch |  |  |  |  | 0 |  |  | Digital Temp. Indicator: 0-2000C, with multi-channel switch | [7 empty] | Digital Ammeter: 0-2 Amp. |  |  |  |  | 0
|  | Temperature Sensors : RTD PT-100 type.5 for pin and 1 for duct temperature. |  |  |  |  | 0 | [6 empty] | Temperature Sensors : RTD PT-100 type.5 for pin and 1 for duct temperature. |  |  |  |  | 0 |  |  | Temperature Sensors : RTD PT-100 type.5 for pin and 1 for duct temperature. | [7 empty] | Dimmerstat: 0-230 V, 2 Amp. |  |  |  |  | 0
|  | With standard make On/Off switch, Mains Indicator etc. |  |  |  |  | 0 | [6 empty] | With standard make On/Off switch, Mains Indicator etc. |  |  |  |  | 0 |  |  | With standard make On/Off switch, Mains Indicator etc. | [7 empty] | Digital Temp. Indicator: 0-2000C, with multi-channel switch |  |  |  |  | 0
|  | Instruction Manual: An ENGLISH instruction manual will be provided along With the Apparatus |  |  |  |  | 0 | [6 empty] | Instruction Manual: An ENGLISH instruction manual will be provided along With the Apparatus |  |  |  |  | 0 |  |  | Instruction Manual: An ENGLISH instruction manual will be provided along With the Apparatus | [7 empty] | Temperature Sensors : RTD PT-100 type.5 for pin and 1 for duct temperature. |  |  |  |  | 0
|  | The whole setup is mounted on a M.S. powder coated stand. |  |  |  |  | 0 | [6 empty] | The whole setup is mounted on a M.S. powder coated stand. |  |  |  |  | 0 |  |  | The whole setup is mounted on a M.S. powder coated stand. | [7 empty] | With standard make On/Off switch, Mains Indicator etc. |  |  |  |  | 0
|  | EXPERIMENTATION: |  |  |  |  | 0 | [6 empty] | EXPERIMENTATION: |  |  |  |  | 0 |  |  | EXPERIMENTATION: | [7 empty] | Instruction Manual: An ENGLISH instruction manual will be provided along With the Apparatus |  |  |  |  | 0
|  | To study temperature distribution along the length of fin in both Free & forced convection. |  |  |  |  | 0 | [6 empty] | To study temperature distribution along the length of fin in both Free & forced convection. |  |  |  |  | 0 |  |  | To study temperature distribution along the length of fin in both Free & forced convection. | [7 empty] | The whole setup is mounted on a M.S. powder coated stand. |  |  |  |  | 0
|  | Comparison of theoretical temperature distribution with that of experimentally obtained distribution. |  |  |  |  | 0 | [6 empty] | Comparison of theoretical temperature distribution with that of experimentally obtained distribution. |  |  |  |  | 0 |  |  | Comparison of theoretical temperature distribution with that of experimentally obtained distribution. | [7 empty] | EXPERIMENTATION: |  |  |  |  | 0
| D | Natural Convection Heat Transfer apparatus | 125300 | 1 | 125300 |  | 0 | [5 empty] | D | Natural Convection Heat Transfer apparatus | 125300 | 1 | 125300 |  | 0 |  | D | Natural Convection Heat Transfer apparatus | 125300 | 1 | 125300 | 1 | 125300 |  |  | To study temperature distribution along the length of fin in both Free & forced convection. |  |  |  |  | 0
|  | The setup consists of a brass tube fitted in a rectangular duct in a vertical position. The duct is open at the top and bottom, and forms an enclosure that serves the purpose of undisturbed surrounding. One side of the duct is fitted with a transparent acrylic window for visualization. An electric heating element is kept in the vertical tube that in turns heats the tube surface. The heat is lost from the tube to the surrounding air by natural convection. The temperature of the vertical tube is measure by temperature sensors and displayed by a Digital Temperature Indicator with multi-channel switch. The heat input to the heater is measured by a Digital Ammeter and a Digital Voltmeter and is varied by a variac. The tube surface is polished to minimize the radiation losses. |  |  |  |  | 0 | [6 empty] | The setup consists of a brass tube fitted in a rectangular duct in a vertical position. The duct is open at the top and bottom, and forms an enclosure that serves the purpose of undisturbed surrounding. One side of the duct is fitted with a transparent acrylic window for visualization. An electric heating element is kept in the vertical tube that in turns heats the tube surface. The heat is lost from the tube to the surrounding air by natural convection. The temperature of the vertical tube is measure by temperature sensors and displayed by a Digital Temperature Indicator with multi-channel switch. The heat input to the heater is measured by a Digital Ammeter and a Digital Voltmeter and is varied by a variac. The tube surface is polished to minimize the radiation losses. |  |  |  |  | 0 |  |  | The setup consists of a brass tube fitted in a rectangular duct in a vertical position. The duct is open at the top and bottom, and forms an enclosure that serves the purpose of undisturbed surrounding. One side of the duct is fitted with a transparent acrylic window for visualization. An electric heating element is kept in the vertical tube that in turns heats the tube surface. The heat is lost from the tube to the surrounding air by natural convection. The temperature of the vertical tube is measure by temperature sensors and displayed by a Digital Temperature Indicator with multi-channel switch. The heat input to the heater is measured by a Digital Ammeter and a Digital Voltmeter and is varied by a variac. The tube surface is polished to minimize the radiation losses. | [7 empty] | Comparison of theoretical temperature distribution with that of experimentally obtained distribution. |  |  |  |  | 0
|  | Technical Details: |  |  |  |  | 0 | [6 empty] | Technical Details: |  |  |  |  | 0 |  |  | Technical Details: | [6 empty] | D | Natural Convection Heat Transfer apparatus | 125300 | 1 | 125300 |  | 0
|  | Test Section: |  |  |  |  | 0 | [6 empty] | Test Section: |  |  |  |  | 0 |  |  | Test Section: | [7 empty] | The setup consists of a brass tube fitted in a rectangular duct in a vertical position. The duct is open at the top and bottom, and forms an enclosure that serves the purpose of undisturbed surrounding. One side of the duct is fitted with a transparent acrylic window for visualization. An electric heating element is kept in the vertical tube that in turns heats the tube surface. The heat is lost from the tube to the surrounding air by natural convection. The temperature of the vertical tube is measure by temperature sensors and displayed by a Digital Temperature Indicator with multi-channel switch. The heat input to the heater is measured by a Digital Ammeter and a Digital Voltmeter and is varied by a variac. The tube surface is polished to minimize the radiation losses. |  |  |  |  | 0
|  | Diameter: 38 mm (approx). |  |  |  |  | 0 | [6 empty] | Diameter: 38 mm (approx). |  |  |  |  | 0 |  |  | Diameter: 38 mm (approx). | [7 empty] | Technical Details: |  |  |  |  | 0
|  | Length : 500 mm (approx). |  |  |  |  | 0 | [6 empty] | Length : 500 mm (approx). |  |  |  |  | 0 |  |  | Length : 500 mm (approx). | [7 empty] | Test Section: |  |  |  |  | 0
|  | Heater: Nichrome Wire. |  |  |  |  | 0 | [6 empty] | Heater: Nichrome Wire. |  |  |  |  | 0 |  |  | Heater: Nichrome Wire. | [7 empty] | Diameter: 38 mm (approx). |  |  |  |  | 0
|  | Control panel comprising of: |  |  |  |  | 0 | [6 empty] | Control panel comprising of: |  |  |  |  | 0 |  |  | Control panel comprising of: | [7 empty] | Length : 500 mm (approx). |  |  |  |  | 0
|  | Digital Voltmeter: 0-300 Volt. |  |  |  |  | 0 | [6 empty] | Digital Voltmeter: 0-300 Volt. |  |  |  |  | 0 |  |  | Digital Voltmeter: 0-300 Volt. | [7 empty] | Heater: Nichrome Wire. |  |  |  |  | 0
|  | Digital Ammeter: 0-2 Amp. |  |  |  |  | 0 | [6 empty] | Digital Ammeter: 0-2 Amp. |  |  |  |  | 0 |  |  | Digital Ammeter: 0-2 Amp. | [7 empty] | Control panel comprising of: |  |  |  |  | 0
|  | Variac : 0-230 V, 2 Amp. |  |  |  |  | 0 | [6 empty] | Variac : 0-230 V, 2 Amp. |  |  |  |  | 0 |  |  | Variac : 0-230 V, 2 Amp. | [7 empty] | Digital Voltmeter: 0-300 Volt. |  |  |  |  | 0
|  | Digital Temp. Indicator: 0-2000C, with multi-channel switch |  |  |  |  | 0 | [6 empty] | Digital Temp. Indicator: 0-2000C, with multi-channel switch |  |  |  |  | 0 |  |  | Digital Temp. Indicator: 0-2000C, with multi-channel switch | [7 empty] | Digital Ammeter: 0-2 Amp. |  |  |  |  | 0
|  | Temperature Sensors: RTD PT-100 type. |  |  |  |  | 0 | [6 empty] | Temperature Sensors: RTD PT-100 type. |  |  |  |  | 0 |  |  | Temperature Sensors: RTD PT-100 type. | [7 empty] | Variac : 0-230 V, 2 Amp. |  |  |  |  | 0
|  | With standard make On/Off switch, Mains Indicator etc. |  |  |  |  | 0 | [6 empty] | With standard make On/Off switch, Mains Indicator etc. |  |  |  |  | 0 |  |  | With standard make On/Off switch, Mains Indicator etc. | [7 empty] | Digital Temp. Indicator: 0-2000C, with multi-channel switch |  |  |  |  | 0
|  | Instruction Manual : An ENGLISH instruction manual will be provided along with the Apparatus. |  |  |  |  | 0 | [6 empty] | Instruction Manual : An ENGLISH instruction manual will be provided along with the Apparatus. |  |  |  |  | 0 |  |  | Instruction Manual : An ENGLISH instruction manual will be provided along with the Apparatus. | [7 empty] | Temperature Sensors: RTD PT-100 type. |  |  |  |  | 0
|  | Painted duct of MS to accommodate the assembly with front window of Acrylic. |  |  |  |  | 0 | [6 empty] | Painted duct of MS to accommodate the assembly with front window of Acrylic. |  |  |  |  | 0 |  |  | Painted duct of MS to accommodate the assembly with front window of Acrylic. | [7 empty] | With standard make On/Off switch, Mains Indicator etc. |  |  |  |  | 0
|  | The whole set-up is well designed and arranged on a powder-coated structure. |  |  |  |  | 0 | [6 empty] | The whole set-up is well designed and arranged on a powder-coated structure. |  |  |  |  | 0 |  |  | The whole set-up is well designed and arranged on a powder-coated structure. | [7 empty] | Instruction Manual : An ENGLISH instruction manual will be provided along with the Apparatus. |  |  |  |  | 0
|  | EXPERIMENTATION: |  |  |  |  | 0 | [6 empty] | EXPERIMENTATION: |  |  |  |  | 0 |  |  | EXPERIMENTATION: | [7 empty] | Painted duct of MS to accommodate the assembly with front window of Acrylic. |  |  |  |  | 0
|  | To determine average heat transfer coefficient under natural convection. |  |  |  |  | 0 | [6 empty] | To determine average heat transfer coefficient under natural convection. |  |  |  |  | 0 |  |  | To determine average heat transfer coefficient under natural convection. | [7 empty] | The whole set-up is well designed and arranged on a powder-coated structure. |  |  |  |  | 0
| E | Forced Convection Heat Transfer apparatus | 128800 | 1 | 128800 |  | 0 | [5 empty] | E | Forced Convection Heat Transfer apparatus | 128800 | 1 | 128800 |  | 0 |  | E | Forced Convection Heat Transfer apparatus | 128800 | 1 | 128800 | 1 | 128800 |  |  | EXPERIMENTATION: |  |  |  |  | 0
|  | The apparatus consists of blower unit fitted with the test pipe. Nichrome Wire heater surrounds the test section. Four Temperature Sensors are embedded on the test section, two placed in the air stream at the entrance and exit of the test section to measure the inlet and outlet air temperature. Test pipe is connected to the delivery side of the blower along with the orifice to measure flow of air through the pipe. Constant heat flux is given to pipe by an electric heater through a variac and measured by Digital Voltmeter and Digital Ammeter. |  |  |  |  | 0 | [6 empty] | The apparatus consists of blower unit fitted with the test pipe. Nichrome Wire heater surrounds the test section. Four Temperature Sensors are embedded on the test section, two placed in the air stream at the entrance and exit of the test section to measure the inlet and outlet air temperature. Test pipe is connected to the delivery side of the blower along with the orifice to measure flow of air through the pipe. Constant heat flux is given to pipe by an electric heater through a variac and measured by Digital Voltmeter and Digital Ammeter. |  |  |  |  | 0 |  |  | The apparatus consists of blower unit fitted with the test pipe. Nichrome Wire heater surrounds the test section. Four Temperature Sensors are embedded on the test section, two placed in the air stream at the entrance and exit of the test section to measure the inlet and outlet air temperature. Test pipe is connected to the delivery side of the blower along with the orifice to measure flow of air through the pipe. Constant heat flux is given to pipe by an electric heater through a variac and measured by Digital Voltmeter and Digital Ammeter. | [7 empty] | To determine average heat transfer coefficient under natural convection. |  |  |  |  | 0
|  | TECHNICAL DETAILS: |  |  |  |  | 0 | [6 empty] | TECHNICAL DETAILS: |  |  |  |  | 0 |  |  | TECHNICAL DETAILS: | [6 empty] | E | Forced Convection Heat Transfer apparatus | 128800 | 1 | 128800 |  | 0
|  | Test section : Horizontal, externally heated |  |  |  |  | 0 | [6 empty] | Test section : Horizontal, externally heated |  |  |  |  | 0 |  |  | Test section : Horizontal, externally heated | [7 empty] | The apparatus consists of blower unit fitted with the test pipe. Nichrome Wire heater surrounds the test section. Four Temperature Sensors are embedded on the test section, two placed in the air stream at the entrance and exit of the test section to measure the inlet and outlet air temperature. Test pipe is connected to the delivery side of the blower along with the orifice to measure flow of air through the pipe. Constant heat flux is given to pipe by an electric heater through a variac and measured by Digital Voltmeter and Digital Ammeter. |  |  |  |  | 0
|  | Diameter : 28 mm (approx.) |  |  |  |  | 0 | [6 empty] | Diameter : 28 mm (approx.) |  |  |  |  | 0 |  |  | Diameter : 28 mm (approx.) | [7 empty] | TECHNICAL DETAILS: |  |  |  |  | 0
|  | Length : 400 mm (approx.) |  |  |  |  | 0 | [6 empty] | Length : 400 mm (approx.) |  |  |  |  | 0 |  |  | Length : 400 mm (approx.) | [7 empty] | Test section : Horizontal, externally heated |  |  |  |  | 0
|  | Blower : FHP of Standard makes. |  |  |  |  | 0 | [6 empty] | Blower : FHP of Standard makes. |  |  |  |  | 0 |  |  | Blower : FHP of Standard makes. | [7 empty] | Diameter : 28 mm (approx.) |  |  |  |  | 0
|  | Heater : Nichrome Wire. |  |  |  |  | 0 | [6 empty] | Heater : Nichrome Wire. |  |  |  |  | 0 |  |  | Heater : Nichrome Wire. | [7 empty] | Length : 400 mm (approx.) |  |  |  |  | 0
|  | Air Flow measurement: Orifice meter & U-Tube Manometer. |  |  |  |  | 0 | [6 empty] | Air Flow measurement: Orifice meter & U-Tube Manometer. |  |  |  |  | 0 |  |  | Air Flow measurement: Orifice meter & U-Tube Manometer. | [7 empty] | Blower : FHP of Standard makes. |  |  |  |  | 0
|  | Control panel comprising of : |  |  |  |  | 0 | [6 empty] | Control panel comprising of : |  |  |  |  | 0 |  |  | Control panel comprising of : | [7 empty] | Heater : Nichrome Wire. |  |  |  |  | 0
|  | Digital Voltmeter : 0-300 Volt. |  |  |  |  | 0 | [6 empty] | Digital Voltmeter : 0-300 Volt. |  |  |  |  | 0 |  |  | Digital Voltmeter : 0-300 Volt. | [7 empty] | Air Flow measurement: Orifice meter & U-Tube Manometer. |  |  |  |  | 0
|  | Digital Ammeter : 0-2 Amp. |  |  |  |  | 0 | [6 empty] | Digital Ammeter : 0-2 Amp. |  |  |  |  | 0 |  |  | Digital Ammeter : 0-2 Amp. | [7 empty] | Control panel comprising of : |  |  |  |  | 0
|  | Variac : 0-230 V, 2 Amps |  |  |  |  | 0 | [6 empty] | Variac : 0-230 V, 2 Amps |  |  |  |  | 0 |  |  | Variac : 0-230 V, 2 Amps | [7 empty] | Digital Voltmeter : 0-300 Volt. |  |  |  |  | 0
|  | Digital Temp. Indicator: 0-3000C, with multi-channel switch. |  |  |  |  | 0 | [6 empty] | Digital Temp. Indicator: 0-3000C, with multi-channel switch. |  |  |  |  | 0 |  |  | Digital Temp. Indicator: 0-3000C, with multi-channel switch. | [7 empty] | Digital Ammeter : 0-2 Amp. |  |  |  |  | 0
|  | Temperature Sensors : RTD PT-100 type. |  |  |  |  | 0 | [6 empty] | Temperature Sensors : RTD PT-100 type. |  |  |  |  | 0 |  |  | Temperature Sensors : RTD PT-100 type. | [7 empty] | Variac : 0-230 V, 2 Amps |  |  |  |  | 0
|  | With standard make on off switch, Mains Indicator etc. |  |  |  |  | 0 | [6 empty] | With standard make on off switch, Mains Indicator etc. |  |  |  |  | 0 |  |  | With standard make on off switch, Mains Indicator etc. | [7 empty] | Digital Temp. Indicator: 0-3000C, with multi-channel switch. |  |  |  |  | 0
|  | Instruction Manual: An ENGLISH instruction manual will be provided along with the Apparatus. |  |  |  |  | 0 | [6 empty] | Instruction Manual: An ENGLISH instruction manual will be provided along with the Apparatus. |  |  |  |  | 0 |  |  | Instruction Manual: An ENGLISH instruction manual will be provided along with the Apparatus. | [7 empty] | Temperature Sensors : RTD PT-100 type. |  |  |  |  | 0
|  | A good quality painted rigid MS Structure is provided to support all the parts. |  |  |  |  | 0 | [6 empty] | A good quality painted rigid MS Structure is provided to support all the parts. |  |  |  |  | 0 |  |  | A good quality painted rigid MS Structure is provided to support all the parts. | [7 empty] | With standard make on off switch, Mains Indicator etc. |  |  |  |  | 0
|  | EXPERIMENTATION: |  |  |  |  | 0 | [6 empty] | EXPERIMENTATION: |  |  |  |  | 0 |  |  | EXPERIMENTATION: | [7 empty] | Instruction Manual: An ENGLISH instruction manual will be provided along with the Apparatus. |  |  |  |  | 0
|  | To determine average surface heat transfer coefficient for a pipe by forced convection. |  |  |  |  | 0 | [6 empty] | To determine average surface heat transfer coefficient for a pipe by forced convection. |  |  |  |  | 0 |  |  | To determine average surface heat transfer coefficient for a pipe by forced convection. | [7 empty] | A good quality painted rigid MS Structure is provided to support all the parts. |  |  |  |  | 0
|  | Comparison of heat transfer coefficient for different airflow rates and heat flow rates. |  |  |  |  | 0 | [6 empty] | Comparison of heat transfer coefficient for different airflow rates and heat flow rates. |  |  |  |  | 0 |  |  | Comparison of heat transfer coefficient for different airflow rates and heat flow rates. | [7 empty] | EXPERIMENTATION: |  |  |  |  | 0
|  | To plot surface temperature distribution along the length of pipe. |  |  |  |  | 0 | [6 empty] | To plot surface temperature distribution along the length of pipe. |  |  |  |  | 0 |  |  | To plot surface temperature distribution along the length of pipe. | [7 empty] | To determine average surface heat transfer coefficient for a pipe by forced convection. |  |  |  |  | 0
| F | Emissivity measurement apparatus | 146300 | 1 | 146300 |  | 0 | [5 empty] | F | Emissivity measurement apparatus | 146300 | 1 | 146300 |  | 0 |  | F | Emissivity measurement apparatus | 146300 | 1 | 146300 | 1 | 146300 |  |  | Comparison of heat transfer coefficient for different airflow rates and heat flow rates. |  |  |  |  | 0
|  | The present Set-up is designed to measure the emissivity of test plate. The test plate comprises of a mica heater sandwiched between two circular plates. Black plate is identical with test plate, but its surface is blackened. As all the physical properties, dimension and temperature are equal; heat losses from both plates will be same except radiation loss. Hence the input difference will be due to difference in emissivity. Both plates are supported on individual brackets in a enclosure with one side glass to ensure steady atmospheric conditions. Temperature Sensors are provided to measure the temperature of each plate and surrounding. Electric Supply is given to heaters through separate variacs so that temperatures of both can be kept equal and is measured with Digital Voltmeter and Digital Ammeter. |  |  |  |  | 0 | [6 empty] | The present Set-up is designed to measure the emissivity of test plate. The test plate comprises of a mica heater sandwiched between two circular plates. Black plate is identical with test plate, but its surface is blackened. As all the physical properties, dimension and temperature are equal; heat losses from both plates will be same except radiation loss. Hence the input difference will be due to difference in emissivity. Both plates are supported on individual brackets in a enclosure with one side glass to ensure steady atmospheric conditions. Temperature Sensors are provided to measure the temperature of each plate and surrounding. Electric Supply is given to heaters through separate variacs so that temperatures of both can be kept equal and is measured with Digital Voltmeter and Digital Ammeter. |  |  |  |  | 0 |  |  | The present Set-up is designed to measure the emissivity of test plate. The test plate comprises of a mica heater sandwiched between two circular plates. Black plate is identical with test plate, but its surface is blackened. As all the physical properties, dimension and temperature are equal; heat losses from both plates will be same except radiation loss. Hence the input difference will be due to difference in emissivity. Both plates are supported on individual brackets in a enclosure with one side glass to ensure steady atmospheric conditions. Temperature Sensors are provided to measure the temperature of each plate and surrounding. Electric Supply is given to heaters through separate variacs so that temperatures of both can be kept equal and is measured with Digital Voltmeter and Digital Ammeter. | [7 empty] | To plot surface temperature distribution along the length of pipe. |  |  |  |  | 0
|  | Technical Details: |  |  |  |  | 0 | [6 empty] | Technical Details: |  |  |  |  | 0 |  |  | Technical Details: | [6 empty] | F | Emissivity measurement apparatus | 146300 | 1 | 146300 |  | 0
|  | Test plate Diameter : 160 mm (approx.) |  |  |  |  | 0 | [6 empty] | Test plate Diameter : 160 mm (approx.) |  |  |  |  | 0 |  |  | Test plate Diameter : 160 mm (approx.) | [7 empty] | The present Set-up is designed to measure the emissivity of test plate. The test plate comprises of a mica heater sandwiched between two circular plates. Black plate is identical with test plate, but its surface is blackened. As all the physical properties, dimension and temperature are equal; heat losses from both plates will be same except radiation loss. Hence the input difference will be due to difference in emissivity. Both plates are supported on individual brackets in a enclosure with one side glass to ensure steady atmospheric conditions. Temperature Sensors are provided to measure the temperature of each plate and surrounding. Electric Supply is given to heaters through separate variacs so that temperatures of both can be kept equal and is measured with Digital Voltmeter and Digital Ammeter. |  |  |  |  | 0
|  | Black Plate Dia.: 160 mm (Approx.) |  |  |  |  | 0 | [6 empty] | Black Plate Dia.: 160 mm (Approx.) |  |  |  |  | 0 |  |  | Black Plate Dia.: 160 mm (Approx.) | [7 empty] | Technical Details: |  |  |  |  | 0
|  | Heater (2Nos.) : Nichrome Wire Heater. |  |  |  |  | 0 | [6 empty] | Heater (2Nos.) : Nichrome Wire Heater. |  |  |  |  | 0 |  |  | Heater (2Nos.) : Nichrome Wire Heater. | [7 empty] | Test plate Diameter : 160 mm (approx.) |  |  |  |  | 0
|  | (One each for test plate & black plate) |  |  |  |  | 0 | [6 empty] | (One each for test plate & black plate) |  |  |  |  | 0 |  |  | (One each for test plate & black plate) | [7 empty] | Black Plate Dia.: 160 mm (Approx.) |  |  |  |  | 0
|  | Control panel comprising of : |  |  |  |  | 0 | [6 empty] | Control panel comprising of : |  |  |  |  | 0 |  |  | Control panel comprising of : | [7 empty] | Heater (2Nos.) : Nichrome Wire Heater. |  |  |  |  | 0
|  | Digital Voltmeter : 0-300 Volt. |  |  |  |  | 0 | [6 empty] | Digital Voltmeter : 0-300 Volt. |  |  |  |  | 0 |  |  | Digital Voltmeter : 0-300 Volt. | [7 empty] | (One each for test plate & black plate) |  |  |  |  | 0
|  | Digital Ammeter : 0-2 Amps. |  |  |  |  | 0 | [6 empty] | Digital Ammeter : 0-2 Amps. |  |  |  |  | 0 |  |  | Digital Ammeter : 0-2 Amps. | [7 empty] | Control panel comprising of : |  |  |  |  | 0
|  | DPDT Selector switches : For Digital Voltmeter & Digital Ammeter. |  |  |  |  | 0 | [6 empty] | DPDT Selector switches : For Digital Voltmeter & Digital Ammeter. |  |  |  |  | 0 |  |  | DPDT Selector switches : For Digital Voltmeter & Digital Ammeter. | [7 empty] | Digital Voltmeter : 0-300 Volt. |  |  |  |  | 0
|  | Variacs : 0-230 V, 2 Amps, (2 Nos.) |  |  |  |  | 0 | [6 empty] | Variacs : 0-230 V, 2 Amps, (2 Nos.) |  |  |  |  | 0 |  |  | Variacs : 0-230 V, 2 Amps, (2 Nos.) | [7 empty] | Digital Ammeter : 0-2 Amps. |  |  |  |  | 0
|  | (One each for test plate and black plate). |  |  |  |  | 0 | [6 empty] | (One each for test plate and black plate). |  |  |  |  | 0 |  |  | (One each for test plate and black plate). | [7 empty] | DPDT Selector switches : For Digital Voltmeter & Digital Ammeter. |  |  |  |  | 0
|  | Digital Temp. Indicator : 0-2000C, with multi-channel Switch |  |  |  |  | 0 | [6 empty] | Digital Temp. Indicator : 0-2000C, with multi-channel Switch |  |  |  |  | 0 |  |  | Digital Temp. Indicator : 0-2000C, with multi-channel Switch | [7 empty] | Variacs : 0-230 V, 2 Amps, (2 Nos.) |  |  |  |  | 0
|  | Temperature Sensors : RTD PT-100 type. |  |  |  |  | 0 | [6 empty] | Temperature Sensors : RTD PT-100 type. |  |  |  |  | 0 |  |  | Temperature Sensors : RTD PT-100 type. | [7 empty] | (One each for test plate and black plate). |  |  |  |  | 0
|  | With standard make On/Off switch, Mains Indicator etc. |  |  |  |  | 0 | [6 empty] | With standard make On/Off switch, Mains Indicator etc. |  |  |  |  | 0 |  |  | With standard make On/Off switch, Mains Indicator etc. | [7 empty] | Digital Temp. Indicator : 0-2000C, with multi-channel Switch |  |  |  |  | 0
|  | Instruction Manual: An ENGLISH instruction manual will be provided along with the Apparatus. |  |  |  |  | 0 | [6 empty] | Instruction Manual: An ENGLISH instruction manual will be provided along with the Apparatus. |  |  |  |  | 0 |  |  | Instruction Manual: An ENGLISH instruction manual will be provided along with the Apparatus. | [7 empty] | Temperature Sensors : RTD PT-100 type. |  |  |  |  | 0
|  | Cabinet to accommodate the slab assembly with front window of glass/acrylic. |  |  |  |  | 0 | [6 empty] | Cabinet to accommodate the slab assembly with front window of glass/acrylic. |  |  |  |  | 0 |  |  | Cabinet to accommodate the slab assembly with front window of glass/acrylic. | [7 empty] | With standard make On/Off switch, Mains Indicator etc. |  |  |  |  | 0
|  | The whole set-up is mounted on a powder coated base plate. |  |  |  |  | 0 | [6 empty] | The whole set-up is mounted on a powder coated base plate. |  |  |  |  | 0 |  |  | The whole set-up is mounted on a powder coated base plate. | [7 empty] | Instruction Manual: An ENGLISH instruction manual will be provided along with the Apparatus. |  |  |  |  | 0
|  | EXPERIMENTATION: |  |  |  |  | 0 | [6 empty] | EXPERIMENTATION: |  |  |  |  | 0 |  |  | EXPERIMENTATION: | [7 empty] | Cabinet to accommodate the slab assembly with front window of glass/acrylic. |  |  |  |  | 0
|  | Determination of the Emissivity of a test plate. |  |  |  |  | 0 | [6 empty] | Determination of the Emissivity of a test plate. |  |  |  |  | 0 |  |  | Determination of the Emissivity of a test plate. | [7 empty] | The whole set-up is mounted on a powder coated base plate. |  |  |  |  | 0
|  | Study the variation of emissivity of test plate with absolute temperature. |  |  |  |  | 0 | [6 empty] | Study the variation of emissivity of test plate with absolute temperature. |  |  |  |  | 0 |  |  | Study the variation of emissivity of test plate with absolute temperature. | [7 empty] | EXPERIMENTATION: |  |  |  |  | 0
| G | Stefan Boltzmann’s Constant apparatus | 128800 | 1 | 128800 |  | 0 | [5 empty] | G | Stefan Boltzmann’s Constant apparatus | 128800 | 1 | 128800 |  | 0 |  | G | Stefan Boltzmann’s Constant apparatus | 128800 | 1 | 128800 | 1 | 128800 |  |  | Determination of the Emissivity of a test plate. |  |  |  |  | 0
|  | The apparatus is designed to determine the Stefan Boltzmann constant. The apparatus consists of a hemisphere fixed to a Bakelite plate, the outer surface of which forms the jacket to heat it. Hot water to heat the hemisphere is obtained form a hot water tank, which is fixed above the hemisphere. The copper test disc is introduced at the center of hemisphere. The temperatures of hemisphere and test disc are measured with the help of temperature sensors. |  |  |  |  | 0 | [6 empty] | The apparatus is designed to determine the Stefan Boltzmann constant. The apparatus consists of a hemisphere fixed to a Bakelite plate, the outer surface of which forms the jacket to heat it. Hot water to heat the hemisphere is obtained form a hot water tank, which is fixed above the hemisphere. The copper test disc is introduced at the center of hemisphere. The temperatures of hemisphere and test disc are measured with the help of temperature sensors. |  |  |  |  | 0 |  |  | The apparatus is designed to determine the Stefan Boltzmann constant. The apparatus consists of a hemisphere fixed to a Bakelite plate, the outer surface of which forms the jacket to heat it. Hot water to heat the hemisphere is obtained form a hot water tank, which is fixed above the hemisphere. The copper test disc is introduced at the center of hemisphere. The temperatures of hemisphere and test disc are measured with the help of temperature sensors. | [7 empty] | Study the variation of emissivity of test plate with absolute temperature. |  |  |  |  | 0
|  | Technical Details: |  |  |  |  | 0 | [6 empty] | Technical Details: |  |  |  |  | 0 |  |  | Technical Details: | [6 empty] | G | Stefan Boltzmann’s Constant apparatus | 128800 | 1 | 128800 |  | 0
|  | Hemisphere : Dia.- 200 mm (approx.) made of Copper |  |  |  |  | 0 | [6 empty] | Hemisphere : Dia.- 200 mm (approx.) made of Copper |  |  |  |  | 0 |  |  | Hemisphere : Dia.- 200 mm (approx.) made of Copper | [7 empty] | The apparatus is designed to determine the Stefan Boltzmann constant. The apparatus consists of a hemisphere fixed to a Bakelite plate, the outer surface of which forms the jacket to heat it. Hot water to heat the hemisphere is obtained form a hot water tank, which is fixed above the hemisphere. The copper test disc is introduced at the center of hemisphere. The temperatures of hemisphere and test disc are measured with the help of temperature sensors. |  |  |  |  | 0
|  | Jacket : Dia. 250 mm (approx.) made of Stainless Steel |  |  |  |  | 0 | [6 empty] | Jacket : Dia. 250 mm (approx.) made of Stainless Steel |  |  |  |  | 0 |  |  | Jacket : Dia. 250 mm (approx.) made of Stainless Steel | [7 empty] | Technical Details: |  |  |  |  | 0
|  | Test Disc Size : 20 mm Dia. x 1.5-mm thickness made of Copper |  |  |  |  | 0 | [6 empty] | Test Disc Size : 20 mm Dia. x 1.5-mm thickness made of Copper |  |  |  |  | 0 |  |  | Test Disc Size : 20 mm Dia. x 1.5-mm thickness made of Copper | [7 empty] | Hemisphere : Dia.- 200 mm (approx.) made of Copper |  |  |  |  | 0
|  | Water Tank : Stainless steel 12 Ltrs. cap. |  |  |  |  | 0 | [6 empty] | Water Tank : Stainless steel 12 Ltrs. cap. |  |  |  |  | 0 |  |  | Water Tank : Stainless steel 12 Ltrs. cap. | [7 empty] | Jacket : Dia. 250 mm (approx.) made of Stainless Steel |  |  |  |  | 0
|  | Heater : Nichrome wire immersion heater. |  |  |  |  | 0 | [6 empty] | Heater : Nichrome wire immersion heater. |  |  |  |  | 0 |  |  | Heater : Nichrome wire immersion heater. | [7 empty] | Test Disc Size : 20 mm Dia. x 1.5-mm thickness made of Copper |  |  |  |  | 0
|  | Control panel comprising of : |  |  |  |  | 0 | [6 empty] | Control panel comprising of : |  |  |  |  | 0 |  |  | Control panel comprising of : | [7 empty] | Water Tank : Stainless steel 12 Ltrs. cap. |  |  |  |  | 0
|  | Digital Temp. Controller : 0 to 199.90C, (for water tank) |  |  |  |  | 0 | [6 empty] | Digital Temp. Controller : 0 to 199.90C, (for water tank) |  |  |  |  | 0 |  |  | Digital Temp. Controller : 0 to 199.90C, (for water tank) | [7 empty] | Heater : Nichrome wire immersion heater. |  |  |  |  | 0
|  | Digital Temp. Indicator : 0 to 199.90C, with multi channel switch |  |  |  |  | 0 | [6 empty] | Digital Temp. Indicator : 0 to 199.90C, with multi channel switch |  |  |  |  | 0 |  |  | Digital Temp. Indicator : 0 to 199.90C, with multi channel switch | [7 empty] | Control panel comprising of : |  |  |  |  | 0
|  | Temperature sensors : RTD PT-100 type. |  |  |  |  | 0 | [6 empty] | Temperature sensors : RTD PT-100 type. |  |  |  |  | 0 |  |  | Temperature sensors : RTD PT-100 type. | [7 empty] | Digital Temp. Controller : 0 to 199.90C, (for water tank) |  |  |  |  | 0
|  | With standard make on/off switch, Mains Indicator etc. |  |  |  |  | 0 | [6 empty] | With standard make on/off switch, Mains Indicator etc. |  |  |  |  | 0 |  |  | With standard make on/off switch, Mains Indicator etc. | [7 empty] | Digital Temp. Indicator : 0 to 199.90C, with multi channel switch |  |  |  |  | 0
|  | Instruction Manual: An ENGLISH instruction manual will be provided along with the Apparatus. |  |  |  |  | 0 | [6 empty] | Instruction Manual: An ENGLISH instruction manual will be provided along with the Apparatus. |  |  |  |  | 0 |  |  | Instruction Manual: An ENGLISH instruction manual will be provided along with the Apparatus. | [7 empty] | Temperature sensors : RTD PT-100 type. |  |  |  |  | 0
|  | The whole set-up is well designed and arranged on a powder-coated structure. |  |  |  |  | 0 | [6 empty] | The whole set-up is well designed and arranged on a powder-coated structure. |  |  |  |  | 0 |  |  | The whole set-up is well designed and arranged on a powder-coated structure. | [7 empty] | With standard make on/off switch, Mains Indicator etc. |  |  |  |  | 0
|  | EXPERIMENTATION: |  |  |  |  | 0 | [6 empty] | EXPERIMENTATION: |  |  |  |  | 0 |  |  | EXPERIMENTATION: | [7 empty] | Instruction Manual: An ENGLISH instruction manual will be provided along with the Apparatus. |  |  |  |  | 0
|  | Determination of Stefan Boltzmann constant and study the effect of hemisphere temperature on it. |  |  |  |  | 0 | [6 empty] | Determination of Stefan Boltzmann constant and study the effect of hemisphere temperature on it. |  |  |  |  | 0 |  |  | Determination of Stefan Boltzmann constant and study the effect of hemisphere temperature on it. | [7 empty] | The whole set-up is well designed and arranged on a powder-coated structure. |  |  |  |  | 0
| H | Heat Exchanger (Parallel flow and Counter Flow) | 286300 | 1 | 286300 |  | 0 | [5 empty] | H | Heat Exchanger (Parallel flow and Counter Flow) | 286300 | 1 | 286300 |  | 0 |  | H | Heat Exchanger (Parallel flow and Counter Flow) | 286300 | 1 | 286300 | 1 | 286300 |  |  | EXPERIMENTATION: |  |  |  |  | 0
|  | Heat exchanger is a device in which heat is transferred from one fluid to another. The apparatus consists of a concentric tube heat exchanger. Hot water flows through inner tube in one direction only and cold water flows through the outer tubes. Direction of cold fluid flow can be changed from parallel or counter to hot water so that unit can be operated as parallel or counter flow heat exchanger. Flow rates of hot and cold water are measured using Rota meters. A magnetic drive pump is used to circulate the hot water from a re-cycled type water tank, which is fitted with heaters and Digital Temperature Controller. |  |  |  |  | 0 | [6 empty] | Heat exchanger is a device in which heat is transferred from one fluid to another. The apparatus consists of a concentric tube heat exchanger. Hot water flows through inner tube in one direction only and cold water flows through the outer tubes. Direction of cold fluid flow can be changed from parallel or counter to hot water so that unit can be operated as parallel or counter flow heat exchanger. Flow rates of hot and cold water are measured using Rota meters. A magnetic drive pump is used to circulate the hot water from a re-cycled type water tank, which is fitted with heaters and Digital Temperature Controller. |  |  |  |  | 0 |  |  | Heat exchanger is a device in which heat is transferred from one fluid to another. The apparatus consists of a concentric tube heat exchanger. Hot water flows through inner tube in one direction only and cold water flows through the outer tubes. Direction of cold fluid flow can be changed from parallel or counter to hot water so that unit can be operated as parallel or counter flow heat exchanger. Flow rates of hot and cold water are measured using Rota meters. A magnetic drive pump is used to circulate the hot water from a re-cycled type water tank, which is fitted with heaters and Digital Temperature Controller. | [7 empty] | Determination of Stefan Boltzmann constant and study the effect of hemisphere temperature on it. |  |  |  |  | 0
|  | System : Water to Water, concentric tube type |  |  |  |  | 0 | [6 empty] | System : Water to Water, concentric tube type |  |  |  |  | 0 |  |  | System : Water to Water, concentric tube type | [6 empty] | H | Heat Exchanger (Parallel flow and Counter Flow) | 286300 | 1 | 286300 |  | 0
|  | Heat Exchanger: Length 1.6m (approx.) insulated with ceramic wool and cladded by aluminium foil. |  |  |  |  | 0 | [6 empty] | Heat Exchanger: Length 1.6m (approx.) insulated with ceramic wool and cladded by aluminium foil. |  |  |  |  | 0 |  |  | Heat Exchanger: Length 1.6m (approx.) insulated with ceramic wool and cladded by aluminium foil. | [7 empty] | Heat exchanger is a device in which heat is transferred from one fluid to another. The apparatus consists of a concentric tube heat exchanger. Hot water flows through inner tube in one direction only and cold water flows through the outer tubes. Direction of cold fluid flow can be changed from parallel or counter to hot water so that unit can be operated as parallel or counter flow heat exchanger. Flow rates of hot and cold water are measured using Rota meters. A magnetic drive pump is used to circulate the hot water from a re-cycled type water tank, which is fitted with heaters and Digital Temperature Controller. |  |  |  |  | 0
|  | Outer Tube: Material Stainless steel. ID 27.5mm, OD 33.8 mm (approx) |  |  |  |  | 0 | [6 empty] | Outer Tube: Material Stainless steel. ID 27.5mm, OD 33.8 mm (approx) |  |  |  |  | 0 |  |  | Outer Tube: Material Stainless steel. ID 27.5mm, OD 33.8 mm (approx) | [7 empty] | System : Water to Water, concentric tube type |  |  |  |  | 0
|  | Inner Tube: Material Stainless Steel, OD 12.7mm (approx) |  |  |  |  | 0 | [6 empty] | Inner Tube: Material Stainless Steel, OD 12.7mm (approx) |  |  |  |  | 0 |  |  | Inner Tube: Material Stainless Steel, OD 12.7mm (approx) | [7 empty] | Heat Exchanger: Length 1.6m (approx.) insulated with ceramic wool and cladded by aluminium foil. |  |  |  |  | 0
|  | Water Flow Measurement: Rotameters (2Nos.) one each for cold & hot fluid. |  |  |  |  | 0 | [6 empty] | Water Flow Measurement: Rotameters (2Nos.) one each for cold & hot fluid. |  |  |  |  | 0 |  |  | Water Flow Measurement: Rotameters (2Nos.) one each for cold & hot fluid. | [7 empty] | Outer Tube: Material Stainless steel. ID 27.5mm, OD 33.8 mm (approx) |  |  |  |  | 0
|  | Hot Water Tank: Made of Stainless steel. Insulated with ceramic fibre wool. |  |  |  |  | 0 | [6 empty] | Hot Water Tank: Made of Stainless steel. Insulated with ceramic fibre wool. |  |  |  |  | 0 |  |  | Hot Water Tank: Made of Stainless steel. Insulated with ceramic fibre wool. | [7 empty] | Inner Tube: Material Stainless Steel, OD 12.7mm (approx) |  |  |  |  | 0
|  | Hot Water Circulation : Magnetic Pump |  |  |  |  | 0 | [6 empty] | Hot Water Circulation : Magnetic Pump |  |  |  |  | 0 |  |  | Hot Water Circulation : Magnetic Pump | [7 empty] | Water Flow Measurement: Rotameters (2Nos.) one each for cold & hot fluid. |  |  |  |  | 0
|  | Heater : Nichrome wire heater |  |  |  |  | 0 | [6 empty] | Heater : Nichrome wire heater |  |  |  |  | 0 |  |  | Heater : Nichrome wire heater | [7 empty] | Hot Water Tank: Made of Stainless steel. Insulated with ceramic fibre wool. |  |  |  |  | 0
|  | Control panel comprising of : |  |  |  |  | 0 | [6 empty] | Control panel comprising of : |  |  |  |  | 0 |  |  | Control panel comprising of : | [7 empty] | Hot Water Circulation : Magnetic Pump |  |  |  |  | 0
|  | Digital Temp. Controller: 0-199.90C (For Hot Water Tank) |  |  |  |  | 0 | [6 empty] | Digital Temp. Controller: 0-199.90C (For Hot Water Tank) |  |  |  |  | 0 |  |  | Digital Temp. Controller: 0-199.90C (For Hot Water Tank) | [7 empty] | Heater : Nichrome wire heater |  |  |  |  | 0
|  | Digital Temp. Indicator : 0-199.90C, with multi-channel switch |  |  |  |  | 0 | [6 empty] | Digital Temp. Indicator : 0-199.90C, with multi-channel switch |  |  |  |  | 0 |  |  | Digital Temp. Indicator : 0-199.90C, with multi-channel switch | [7 empty] | Control panel comprising of : |  |  |  |  | 0
|  | Temperature Sensors : RTD PT-100 type. |  |  |  |  | 0 | [6 empty] | Temperature Sensors : RTD PT-100 type. |  |  |  |  | 0 |  |  | Temperature Sensors : RTD PT-100 type. | [7 empty] | Digital Temp. Controller: 0-199.90C (For Hot Water Tank) |  |  |  |  | 0
|  | With Standard make On/Off switch, Mains Indicator etc. |  |  |  |  | 0 | [6 empty] | With Standard make On/Off switch, Mains Indicator etc. |  |  |  |  | 0 |  |  | With Standard make On/Off switch, Mains Indicator etc. | [7 empty] | Digital Temp. Indicator : 0-199.90C, with multi-channel switch |  |  |  |  | 0
|  | Instruction Manual : An ENGLISH instruction manual will be provided along the Apparatus. |  |  |  |  | 0 | [6 empty] | Instruction Manual : An ENGLISH instruction manual will be provided along the Apparatus. |  |  |  |  | 0 |  |  | Instruction Manual : An ENGLISH instruction manual will be provided along the Apparatus. | [7 empty] | Temperature Sensors : RTD PT-100 type. |  |  |  |  | 0
|  | A good quality painted rigid MS Structure is provided to support all the parts. |  |  |  |  | 0 | [6 empty] | A good quality painted rigid MS Structure is provided to support all the parts. |  |  |  |  | 0 |  |  | A good quality painted rigid MS Structure is provided to support all the parts. | [7 empty] | With Standard make On/Off switch, Mains Indicator etc. |  |  |  |  | 0
|  | EXPERIMENTATION: |  |  |  |  | 0 | [6 empty] | EXPERIMENTATION: |  |  |  |  | 0 |  |  | EXPERIMENTATION: | [7 empty] | Instruction Manual : An ENGLISH instruction manual will be provided along the Apparatus. |  |  |  |  | 0
|  | To calculate the following parameters both for parallel and counter flow arrangement: |  |  |  |  | 0 | [6 empty] | To calculate the following parameters both for parallel and counter flow arrangement: |  |  |  |  | 0 |  |  | To calculate the following parameters both for parallel and counter flow arrangement: | [7 empty] | A good quality painted rigid MS Structure is provided to support all the parts. |  |  |  |  | 0
|  | Rate of Heat Transfer. |  |  |  |  | 0 | [6 empty] | Rate of Heat Transfer. |  |  |  |  | 0 |  |  | Rate of Heat Transfer. | [7 empty] | EXPERIMENTATION: |  |  |  |  | 0
|  | LMTD. |  |  |  |  | 0 | [6 empty] | LMTD. |  |  |  |  | 0 |  |  | LMTD. | [7 empty] | To calculate the following parameters both for parallel and counter flow arrangement: |  |  |  |  | 0
|  | Overall heat transfer co-efficient. |  |  |  |  | 0 | [6 empty] | Overall heat transfer co-efficient. |  |  |  |  | 0 |  |  | Overall heat transfer co-efficient. | [7 empty] | Rate of Heat Transfer. |  |  |  |  | 0
|  | To compare the performance of Parallel and Counter flow heat exchanger. |  |  |  |  | 0 | [6 empty] | To compare the performance of Parallel and Counter flow heat exchanger. |  |  |  |  | 0 |  |  | To compare the performance of Parallel and Counter flow heat exchanger. | [7 empty] | LMTD. |  |  |  |  | 0
| I | Critical heat Flux Apparatus | 261800 | 1 | 261800 |  | 0 | [5 empty] | I | Critical heat Flux Apparatus | 261800 | 1 | 261800 |  | 0 |  | I | Critical heat Flux Apparatus | 261800 | 1 | 261800 | 1 | 261800 |  |  | Overall heat transfer co-efficient. |  |  |  |  | 0
|  | The apparatus consists of a container containing distilled water. The heating surface is in the form of a Nichrome heater wire completely submerged in the water. There is another heater submerged in the water to initially heat the water upto the required temperature to study the critical heat flux phenomenon at various bulk temperatures. The temperature of the water in the container is measured with the help of a temp sensor. Electrical supply to the test heating wire is given through a dimmerstat. And the power input is measured with the help of a voltmeter and an ammeter. |  |  |  |  | 0 | [6 empty] | The apparatus consists of a container containing distilled water. The heating surface is in the form of a Nichrome heater wire completely submerged in the water. There is another heater submerged in the water to initially heat the water upto the required temperature to study the critical heat flux phenomenon at various bulk temperatures. The temperature of the water in the container is measured with the help of a temp sensor. Electrical supply to the test heating wire is given through a dimmerstat. And the power input is measured with the help of a voltmeter and an ammeter. |  |  |  |  | 0 |  |  | The apparatus consists of a container containing distilled water. The heating surface is in the form of a Nichrome heater wire completely submerged in the water. There is another heater submerged in the water to initially heat the water upto the required temperature to study the critical heat flux phenomenon at various bulk temperatures. The temperature of the water in the container is measured with the help of a temp sensor. Electrical supply to the test heating wire is given through a dimmerstat. And the power input is measured with the help of a voltmeter and an ammeter. | [7 empty] | To compare the performance of Parallel and Counter flow heat exchanger. |  |  |  |  | 0
|  | Technical Details: |  |  |  |  | 0 | [6 empty] | Technical Details: |  |  |  |  | 0 |  |  | Technical Details: | [6 empty] | I | Critical heat Flux Apparatus | 261800 | 1 | 261800 |  | 0
|  | Water Bath: Suitable Capacity, made of Stainless steel with 1.5 kW heater. Insulated with ceramic wool having front & back window made of glass/acrylic. |  |  |  |  | 0 | [6 empty] | Water Bath: Suitable Capacity, made of Stainless steel with 1.5 kW heater. Insulated with ceramic wool having front & back window made of glass/acrylic. |  |  |  |  | 0 |  |  | Water Bath: Suitable Capacity, made of Stainless steel with 1.5 kW heater. Insulated with ceramic wool having front & back window made of glass/acrylic. | [7 empty] | The apparatus consists of a container containing distilled water. The heating surface is in the form of a Nichrome heater wire completely submerged in the water. There is another heater submerged in the water to initially heat the water upto the required temperature to study the critical heat flux phenomenon at various bulk temperatures. The temperature of the water in the container is measured with the help of a temp sensor. Electrical supply to the test heating wire is given through a dimmerstat. And the power input is measured with the help of a voltmeter and an ammeter. |  |  |  |  | 0
|  | Test Heater : Nichrome Wire. |  |  |  |  | 0 | [6 empty] | Test Heater : Nichrome Wire. |  |  |  |  | 0 |  |  | Test Heater : Nichrome Wire. | [7 empty] | Technical Details: |  |  |  |  | 0
|  | Control panel comprising of : |  |  |  |  | 0 | [6 empty] | Control panel comprising of : |  |  |  |  | 0 |  |  | Control panel comprising of : | [7 empty] | Water Bath: Suitable Capacity, made of Stainless steel with 1.5 kW heater. Insulated with ceramic wool having front & back window made of glass/acrylic. |  |  |  |  | 0
|  | Voltmeter : 0 - 300V. |  |  |  |  | 0 | [6 empty] | Voltmeter : 0 - 300V. |  |  |  |  | 0 |  |  | Voltmeter : 0 - 300V. | [7 empty] | Test Heater : Nichrome Wire. |  |  |  |  | 0
|  | Ammeter : 0 - 10 A |  |  |  |  | 0 | [6 empty] | Ammeter : 0 - 10 A |  |  |  |  | 0 |  |  | Ammeter : 0 - 10 A | [7 empty] | Control panel comprising of : |  |  |  |  | 0
|  | Dimmerstat : 0 - 10 A |  |  |  |  | 0 | [6 empty] | Dimmerstat : 0 - 10 A |  |  |  |  | 0 |  |  | Dimmerstat : 0 - 10 A | [7 empty] | Voltmeter : 0 - 300V. |  |  |  |  | 0
|  | Digital Temp. Controller: 0- 199.90C (For Water Bath) |  |  |  |  | 0 | [6 empty] | Digital Temp. Controller: 0- 199.90C (For Water Bath) |  |  |  |  | 0 |  |  | Digital Temp. Controller: 0- 199.90C (For Water Bath) | [7 empty] | Ammeter : 0 - 10 A |  |  |  |  | 0
|  | Digital Temp. Indicator: 0-199.90C, with multi-channel switch. |  |  |  |  | 0 | [6 empty] | Digital Temp. Indicator: 0-199.90C, with multi-channel switch. |  |  |  |  | 0 |  |  | Digital Temp. Indicator: 0-199.90C, with multi-channel switch. | [7 empty] | Dimmerstat : 0 - 10 A |  |  |  |  | 0
|  | Temperature Sensors : RTD PT-100 type/ K-type. |  |  |  |  | 0 | [6 empty] | Temperature Sensors : RTD PT-100 type/ K-type. |  |  |  |  | 0 |  |  | Temperature Sensors : RTD PT-100 type/ K-type. | [7 empty] | Digital Temp. Controller: 0- 199.90C (For Water Bath) |  |  |  |  | 0
|  | With Standard make On/Off switch, Mains Indicator etc. |  |  |  |  | 0 | [6 empty] | With Standard make On/Off switch, Mains Indicator etc. |  |  |  |  | 0 |  |  | With Standard make On/Off switch, Mains Indicator etc. | [7 empty] | Digital Temp. Indicator: 0-199.90C, with multi-channel switch. |  |  |  |  | 0
|  | Instruction Manual : An ENGLISH instruction manual will be provided along with the Apparatus. |  |  |  |  | 0 | [6 empty] | Instruction Manual : An ENGLISH instruction manual will be provided along with the Apparatus. |  |  |  |  | 0 |  |  | Instruction Manual : An ENGLISH instruction manual will be provided along with the Apparatus. | [7 empty] | Temperature Sensors : RTD PT-100 type/ K-type. |  |  |  |  | 0
|  | The whole set-up is well designed and arranged on a Powder Coated structure. |  |  |  |  | 0 | [6 empty] | The whole set-up is well designed and arranged on a Powder Coated structure. |  |  |  |  | 0 |  |  | The whole set-up is well designed and arranged on a Powder Coated structure. | [7 empty] | With Standard make On/Off switch, Mains Indicator etc. |  |  |  |  | 0
|  | EXPERIMENTATION: |  |  |  |  | 0 | [6 empty] | EXPERIMENTATION: |  |  |  |  | 0 |  |  | EXPERIMENTATION: | [7 empty] | Instruction Manual : An ENGLISH instruction manual will be provided along with the Apparatus. |  |  |  |  | 0
|  | To study the pool boiling phenomenon upto critical heat flux point. |  |  |  |  | 0 | [6 empty] | To study the pool boiling phenomenon upto critical heat flux point. |  |  |  |  | 0 |  |  | To study the pool boiling phenomenon upto critical heat flux point. | [7 empty] | The whole set-up is well designed and arranged on a Powder Coated structure. |  |  |  |  | 0
|  |  | Total |  | 1467200 |  | 0 | [7 empty] | Total |  | 1467200 |  | 0 |  |  |  | Total |  | 1467200 |  |  |  |  | EXPERIMENTATION: |  |  |  |  | 0
5 | Fluid Machinery |  | - | [8 empty] | 5 | Fluid Machinery |  | - |  |  |  |  | 5 | Fluid Machinery |  | - | [6 empty] | To study the pool boiling phenomenon upto critical heat flux point. |  |  |  |  | 0
| A | PELTON TURBINE TEST RIG | 786800 | 1 | 786800 |  | 0 | [5 empty] | A | PELTON TURBINE TEST RIG | 786800 | 1 | 786800 |  | 0 |  | A | PELTON TURBINE TEST RIG | 786800 | 1 | 786800 | [5 empty] | Total |  | 1467200 |  | 0
|  | Description: |  |  |  |  | 0 | [6 empty] | Description: |  |  |  |  | 0 |  |  | Description: | [5 empty] | 5 | Fluid Machinery |  | -
|  | Water turbines are turbomachines utilising water power. The Pelton turbine is a type of impulse turbine; such turbines convert the pressure energy of water into kinetic energy entirely in the distributor. During the conversion, the water jet is accelerated in a nozzle and directed onto the blades of the Pelton wheel tangentially. The water jet is redirected by approximately 180° in the blades. The impulse of the water jet is transmitted to the Pelton wheel. |  |  |  |  | 0 | [6 empty] | Water turbines are turbomachines utilising water power. The Pelton turbine is a type of impulse turbine; such turbines convert the pressure energy of water into kinetic energy entirely in the distributor. During the conversion, the water jet is accelerated in a nozzle and directed onto the blades of the Pelton wheel tangentially. The water jet is redirected by approximately 180° in the blades. The impulse of the water jet is transmitted to the Pelton wheel. |  |  |  |  | 0 |  |  | Water turbines are turbomachines utilising water power. The Pelton turbine is a type of impulse turbine; such turbines convert the pressure energy of water into kinetic energy entirely in the distributor. During the conversion, the water jet is accelerated in a nozzle and directed onto the blades of the Pelton wheel tangentially. The water jet is redirected by approximately 180° in the blades. The impulse of the water jet is transmitted to the Pelton wheel. | [6 empty] | A | PELTON TURBINE TEST RIG | 786800 | 1 | 786800 | 1 | 786800
|  | Setup is a model of a Pelton turbine demonstrating the function of an impulse turbine. |  |  |  |  | 0 | [6 empty] | Setup is a model of a Pelton turbine demonstrating the function of an impulse turbine. |  |  |  |  | 0 |  |  | Setup is a model of a Pelton turbine demonstrating the function of an impulse turbine. | [7 empty] | Description: |  |  |  |  | 0
|  | The experimental unit consists of the Pelton wheel, a needle nozzle used as distributor, a band brake for loading the turbine and a housing with a transparent front panel. The transparent cover enables to observe the water flow, the Pelton wheel and the nozzle during operation. The nozzle cross-section and thus the flow rate are modified by adjusting the nozzle needle. |  |  |  |  | 0 | [6 empty] | The experimental unit consists of the Pelton wheel, a needle nozzle used as distributor, a band brake for loading the turbine and a housing with a transparent front panel. The transparent cover enables to observe the water flow, the Pelton wheel and the nozzle during operation. The nozzle cross-section and thus the flow rate are modified by adjusting the nozzle needle. |  |  |  |  | 0 |  |  | The experimental unit consists of the Pelton wheel, a needle nozzle used as distributor, a band brake for loading the turbine and a housing with a transparent front panel. The transparent cover enables to observe the water flow, the Pelton wheel and the nozzle during operation. The nozzle cross-section and thus the flow rate are modified by adjusting the nozzle needle. | [7 empty] | Water turbines are turbomachines utilising water power. The Pelton turbine is a type of impulse turbine; such turbines convert the pressure energy of water into kinetic energy entirely in the distributor. During the conversion, the water jet is accelerated in a nozzle and directed onto the blades of the Pelton wheel tangentially. The water jet is redirected by approximately 180° in the blades. The impulse of the water jet is transmitted to the Pelton wheel. |  |  |  |  | 0
|  | The turbine torque is determined by force measurement on a band brake and is read on spring balances. For measuring the rotational speed, a non-contact speed sensoris provided. A manometer shows the water pressure at the turbine inlet. |  |  |  |  | 0 | [6 empty] | The turbine torque is determined by force measurement on a band brake and is read on spring balances. For measuring the rotational speed, a non-contact speed sensoris provided. A manometer shows the water pressure at the turbine inlet. |  |  |  |  | 0 |  |  | The turbine torque is determined by force measurement on a band brake and is read on spring balances. For measuring the rotational speed, a non-contact speed sensoris provided. A manometer shows the water pressure at the turbine inlet. | [7 empty] | Setup is a model of a Pelton turbine demonstrating the function of an impulse turbine. |  |  |  |  | 0
|  | Specification |  |  |  |  | 0 | [6 empty] | Specification |  |  |  |  | 0 |  |  | Specification | [7 empty] | The experimental unit consists of the Pelton wheel, a needle nozzle used as distributor, a band brake for loading the turbine and a housing with a transparent front panel. The transparent cover enables to observe the water flow, the Pelton wheel and the nozzle during operation. The nozzle cross-section and thus the flow rate are modified by adjusting the nozzle needle. |  |  |  |  | 0
|  | 1. function of a Pelton turbine |  |  |  |  | 0 | [6 empty] | 1. function of a Pelton turbine |  |  |  |  | 0 |  |  | 1. function of a Pelton turbine | [7 empty] | The turbine torque is determined by force measurement on a band brake and is read on spring balances. For measuring the rotational speed, a non-contact speed sensoris provided. A manometer shows the water pressure at the turbine inlet. |  |  |  |  | 0
|  | 2. transparent front panel for observing the operating area |  |  |  |  | 0 | [6 empty] | 2. transparent front panel for observing the operating area |  |  |  |  | 0 |  |  | 2. transparent front panel for observing the operating area | [7 empty] | Specification |  |  |  |  | 0
|  | 3. loading the turbine by use of the band brake |  |  |  |  | 0 | [6 empty] | 3. loading the turbine by use of the band brake |  |  |  |  | 0 |  |  | 3. loading the turbine by use of the band brake | [7 empty] | 1. function of a Pelton turbine |  |  |  |  | 0
|  | 4. adjustable nozzle needle for setting different nozzle cross-sections |  |  |  |  | 0 | [6 empty] | 4. adjustable nozzle needle for setting different nozzle cross-sections |  |  |  |  | 0 |  |  | 4. adjustable nozzle needle for setting different nozzle cross-sections | [7 empty] | 2. transparent front panel for observing the operating area |  |  |  |  | 0
|  | 5. marking on brake drum for non-contact speed measurement |  |  |  |  | 0 | [6 empty] | 5. marking on brake drum for non-contact speed measurement |  |  |  |  | 0 |  |  | 5. marking on brake drum for non-contact speed measurement | [7 empty] | 3. loading the turbine by use of the band brake |  |  |  |  | 0
|  | 6. instruments: spring balances for determining the torque, manometer shows pressure at turbine inlet |  |  |  |  | 0 | [6 empty] | 6. instruments: spring balances for determining the torque, manometer shows pressure at turbine inlet |  |  |  |  | 0 |  |  | 6. instruments: spring balances for determining the torque, manometer shows pressure at turbine inlet | [7 empty] | 4. adjustable nozzle needle for setting different nozzle cross-sections |  |  |  |  | 0
|  | Technical Data: |  |  |  |  | 0 | [6 empty] | Technical Data: |  |  |  |  | 0 |  |  | Technical Data: | [7 empty] | 5. marking on brake drum for non-contact speed measurement |  |  |  |  | 0
|  | Bench-top unit. |  |  |  |  | 0 | [6 empty] | Bench-top unit. |  |  |  |  | 0 |  |  | Bench-top unit. | [7 empty] | 6. instruments: spring balances for determining the torque, manometer shows pressure at turbine inlet |  |  |  |  | 0
|  | frame and panels made of painted steel. |  |  |  |  | 0 | [6 empty] | frame and panels made of painted steel. |  |  |  |  | 0 |  |  | frame and panels made of painted steel. | [7 empty] | Technical Data: |  |  |  |  | 0
|  | Main metallic elements made of stainless steel. |  |  |  |  | 0 | [6 empty] | Main metallic elements made of stainless steel. |  |  |  |  | 0 |  |  | Main metallic elements made of stainless steel. | [7 empty] | Bench-top unit. |  |  |  |  | 0
|  | Pelton turbine: |  |  |  |  | 0 | [6 empty] | Pelton turbine: |  |  |  |  | 0 |  |  | Pelton turbine: | [7 empty] | frame and panels made of painted steel. |  |  |  |  | 0
|  | Speed range: 0 - 2000 rpm. |  |  |  |  | 0 | [6 empty] | Speed range: 0 - 2000 rpm. |  |  |  |  | 0 |  |  | Speed range: 0 - 2000 rpm. | [7 empty] | Main metallic elements made of stainless steel. |  |  |  |  | 0
|  | Torque: 20N. |  |  |  |  | 0 | [6 empty] | Torque: 20N. |  |  |  |  | 0 |  |  | Torque: 20N. | [7 empty] | Pelton turbine: |  |  |  |  | 0
|  | Number of buckets: 16. |  |  |  |  | 0 | [6 empty] | Number of buckets: 16. |  |  |  |  | 0 |  |  | Number of buckets: 16. | [7 empty] | Speed range: 0 - 2000 rpm. |  |  |  |  | 0
|  | Drum radius: 30 mm. |  |  |  |  | 0 | [6 empty] | Drum radius: 30 mm. |  |  |  |  | 0 |  |  | Drum radius: 30 mm. | [7 empty] | Torque: 20N. |  |  |  |  | 0
|  | Brake: |  |  |  |  | 0 | [6 empty] | Brake: |  |  |  |  | 0 |  |  | Brake: | [7 empty] | Number of buckets: 16. |  |  |  |  | 0
|  | Pulley diameter: 60 mm. |  |  |  |  | 0 | [6 empty] | Pulley diameter: 60 mm. |  |  |  |  | 0 |  |  | Pulley diameter: 60 mm. | [7 empty] | Drum radius: 30 mm. |  |  |  |  | 0
|  | Effective radius: 50 mm. |  |  |  |  | 0 | [6 empty] | Effective radius: 50 mm. |  |  |  |  | 0 |  |  | Effective radius: 50 mm. | [7 empty] | Brake: |  |  |  |  | 0
|  | Water pump, : |  |  |  |  | 0 | [6 empty] | Water pump, : |  |  |  |  | 0 |  |  | Water pump, : | [7 empty] | Pulley diameter: 60 mm. |  |  |  |  | 0
|  | Maximum pressure: 7 bar. |  |  |  |  | 0 | [6 empty] | Maximum pressure: 7 bar. |  |  |  |  | 0 |  |  | Maximum pressure: 7 bar. | [7 empty] | Effective radius: 50 mm. |  |  |  |  | 0
|  | Maximum water flow: 80 l/min at 5.4 bar. |  |  |  |  | 0 | [6 empty] | Maximum water flow: 80 l/min at 5.4 bar. |  |  |  |  | 0 |  |  | Maximum water flow: 80 l/min at 5.4 bar. | [7 empty] | Water pump, : |  |  |  |  | 0
|  | Measuring ranges |  |  |  |  | 0 | [6 empty] | Measuring ranges |  |  |  |  | 0 |  |  | Measuring ranges | [7 empty] | Maximum pressure: 7 bar. |  |  |  |  | 0
|  | Pressure: 0 to 100 PSI (0 to 6.7 bar). |  |  |  |  | 0 | [6 empty] | Pressure: 0 to 100 PSI (0 to 6.7 bar). |  |  |  |  | 0 |  |  | Pressure: 0 to 100 PSI (0 to 6.7 bar). | [7 empty] | Maximum water flow: 80 l/min at 5.4 bar. |  |  |  |  | 0
|  | Breaking force–spring balance: 0 - 50N. |  |  |  |  | 0 | [6 empty] | Breaking force–spring balance: 0 - 50N. |  |  |  |  | 0 |  |  | Breaking force–spring balance: 0 - 50N. | [7 empty] | Measuring ranges |  |  |  |  | 0
|  | Flow sensor: 2 to 150 l/min. |  |  |  |  | 0 | [6 empty] | Flow sensor: 2 to 150 l/min. |  |  |  |  | 0 |  |  | Flow sensor: 2 to 150 l/min. | [7 empty] | Pressure: 0 to 100 PSI (0 to 6.7 bar). |  |  |  |  | 0
|  | Speed sensor: 0 - 10000 rpm. |  |  |  |  | 0 | [6 empty] | Speed sensor: 0 - 10000 rpm. |  |  |  |  | 0 |  |  | Speed sensor: 0 - 10000 rpm. | [7 empty] | Breaking force–spring balance: 0 - 50N. |  |  |  |  | 0
|  | Water tank capacity: 130 l approx. |  |  |  |  | 0 | [6 empty] | Water tank capacity: 130 l approx. |  |  |  |  | 0 |  |  | Water tank capacity: 130 l approx. | [7 empty] | Flow sensor: 2 to 150 l/min. |  |  |  |  | 0
|  | Experimentation : |  |  |  |  | 0 | [6 empty] | Experimentation : |  |  |  |  | 0 |  |  | Experimentation : | [7 empty] | Speed sensor: 0 - 10000 rpm. |  |  |  |  | 0
|  | · -design and function of a Pelton turbine |  |  |  |  | 0 | [6 empty] | · -design and function of a Pelton turbine |  |  |  |  | 0 |  |  | · -design and function of a Pelton turbine | [7 empty] | Water tank capacity: 130 l approx. |  |  |  |  | 0
|  | · -determination of torque, power and efficiency |  |  |  |  | 0 | [6 empty] | · -determination of torque, power and efficiency |  |  |  |  | 0 |  |  | · -determination of torque, power and efficiency | [7 empty] | Experimentation : |  |  |  |  | 0
|  | · -graphical representation of characteristic curves for torque, power and efficiency |  |  |  |  | 0 | [6 empty] | · -graphical representation of characteristic curves for torque, power and efficiency |  |  |  |  | 0 |  |  | · -graphical representation of characteristic curves for torque, power and efficiency | [7 empty] | · -design and function of a Pelton turbine |  |  |  |  | 0
| B | FRANCIS TURBINE TEST RIG | 933800 | 1 | 933800 |  | 0 | [5 empty] | B | FRANCIS TURBINE TEST RIG | 933800 | 1 | 933800 |  | 0 |  | B | FRANCIS TURBINE TEST RIG | 933800 | 1 | 933800 |  |  |  |  | · -determination of torque, power and efficiency |  |  |  |  | 0
|  | Description |  |  |  |  | 0 | [6 empty] | Description |  |  |  |  | 0 |  |  | Description | [7 empty] | · -graphical representation of characteristic curves for torque, power and efficiency |  |  |  |  | 0
|  | The experimental unit consists of the rotor, the distributor with adjustable guide vanes, a band brake for loading the turbine and a housing with a transparent front panel. The transparent cover enables to observe the water flow and the rotor during operation. The angle of attack and thus the power of the rotor are modified by adjusting the guide vanes. |  |  |  |  | 0 | [6 empty] | The experimental unit consists of the rotor, the distributor with adjustable guide vanes, a band brake for loading the turbine and a housing with a transparent front panel. The transparent cover enables to observe the water flow and the rotor during operation. The angle of attack and thus the power of the rotor are modified by adjusting the guide vanes. |  |  |  |  | 0 |  |  | The experimental unit consists of the rotor, the distributor with adjustable guide vanes, a band brake for loading the turbine and a housing with a transparent front panel. The transparent cover enables to observe the water flow and the rotor during operation. The angle of attack and thus the power of the rotor are modified by adjusting the guide vanes. | [6 empty] | B | FRANCIS TURBINE TEST RIG | 933800 | 1 | 933800 |  | 0
|  | The turbine torque is determined by force measurement on a band brake and is read on spring balances. For measuring the rotational speed, a non-contact speed sensor is installed. A manometer shows the water pressure at the turbine inlet. |  |  |  |  | 0 | [6 empty] | The turbine torque is determined by force measurement on a band brake and is read on spring balances. For measuring the rotational speed, a non-contact speed sensor is installed. A manometer shows the water pressure at the turbine inlet. |  |  |  |  | 0 |  |  | The turbine torque is determined by force measurement on a band brake and is read on spring balances. For measuring the rotational speed, a non-contact speed sensor is installed. A manometer shows the water pressure at the turbine inlet. | [7 empty] | Description |  |  |  |  | 0
|  | Technical Data |  |  |  |  | 0 | [6 empty] | Technical Data |  |  |  |  | 0 |  |  | Technical Data | [7 empty] | The experimental unit consists of the rotor, the distributor with adjustable guide vanes, a band brake for loading the turbine and a housing with a transparent front panel. The transparent cover enables to observe the water flow and the rotor during operation. The angle of attack and thus the power of the rotor are modified by adjusting the guide vanes. |  |  |  |  | 0
|  | Functional model of Francis turbine, with a distributor with adjustable guide vanes that allows to control the water angle of incidence of the turbine: |  |  |  |  | 0 | [6 empty] | Functional model of Francis turbine, with a distributor with adjustable guide vanes that allows to control the water angle of incidence of the turbine: |  |  |  |  | 0 |  |  | Functional model of Francis turbine, with a distributor with adjustable guide vanes that allows to control the water angle of incidence of the turbine: | [7 empty] | The turbine torque is determined by force measurement on a band brake and is read on spring balances. For measuring the rotational speed, a non-contact speed sensor is installed. A manometer shows the water pressure at the turbine inlet. |  |  |  |  | 0
|  | Diameter of the turbine: 52 mm. |  |  |  |  | 0 | [6 empty] | Diameter of the turbine: 52 mm. |  |  |  |  | 0 |  |  | Diameter of the turbine: 52 mm. | [7 empty] | Technical Data |  |  |  |  | 0
|  | Speed range: 0-1200 r.p.m. approx. |  |  |  |  | 0 | [6 empty] | Speed range: 0-1200 r.p.m. approx. |  |  |  |  | 0 |  |  | Speed range: 0-1200 r.p.m. approx. | [7 empty] | Functional model of Francis turbine, with a distributor with adjustable guide vanes that allows to control the water angle of incidence of the turbine: |  |  |  |  | 0
|  | Rotor: |  |  |  |  | 0 | [6 empty] | Rotor: |  |  |  |  | 0 |  |  | Rotor: | [7 empty] | Diameter of the turbine: 52 mm. |  |  |  |  | 0
|  | Number of blades of the turbine: 15. |  |  |  |  | 0 | [6 empty] | Number of blades of the turbine: 15. |  |  |  |  | 0 |  |  | Number of blades of the turbine: 15. | [7 empty] | Speed range: 0-1200 r.p.m. approx. |  |  |  |  | 0
|  | Stator: |  |  |  |  | 0 | [6 empty] | Stator: |  |  |  |  | 0 |  |  | Stator: | [7 empty] | Rotor: |  |  |  |  | 0
|  | Number of adjustable guide vanes of the distributor: 10. |  |  |  |  | 0 | [6 empty] | Number of adjustable guide vanes of the distributor: 10. |  |  |  |  | 0 |  |  | Number of adjustable guide vanes of the distributor: 10. | [7 empty] | Number of blades of the turbine: 15. |  |  |  |  | 0
|  | Braking system: |  |  |  |  | 0 | [6 empty] | Braking system: |  |  |  |  | 0 |  |  | Braking system: | [7 empty] | Stator: |  |  |  |  | 0
|  | Band brake with adjustable braking tension. |  |  |  |  | 0 | [6 empty] | Band brake with adjustable braking tension. |  |  |  |  | 0 |  |  | Band brake with adjustable braking tension. | [7 empty] | Number of adjustable guide vanes of the distributor: 10. |  |  |  |  | 0
|  | water pump: |  |  |  |  | 0 | [6 empty] | water pump: |  |  |  |  | 0 |  |  | water pump: | [7 empty] | Braking system: |  |  |  |  | 0
|  | Maximum height: 70 m. |  |  |  |  | 0 | [6 empty] | Maximum height: 70 m. |  |  |  |  | 0 |  |  | Maximum height: 70 m. | [7 empty] | Band brake with adjustable braking tension. |  |  |  |  | 0
|  | Maximum pressure: 7 bar. |  |  |  |  | 0 | [6 empty] | Maximum pressure: 7 bar. |  |  |  |  | 0 |  |  | Maximum pressure: 7 bar. | [7 empty] | water pump: |  |  |  |  | 0
|  | Maximum water flow: 120 l./min. |  |  |  |  | 0 | [6 empty] | Maximum water flow: 120 l./min. |  |  |  |  | 0 |  |  | Maximum water flow: 120 l./min. | [7 empty] | Maximum height: 70 m. |  |  |  |  | 0
|  | Power: 1.5 kW. |  |  |  |  | 0 | [6 empty] | Power: 1.5 kW. |  |  |  |  | 0 |  |  | Power: 1.5 kW. | [7 empty] | Maximum pressure: 7 bar. |  |  |  |  | 0
|  | water tank: capacity 130 l. approx. |  |  |  |  | 0 | [6 empty] | water tank: capacity 130 l. approx. |  |  |  |  | 0 |  |  | water tank: capacity 130 l. approx. | [7 empty] | Maximum water flow: 120 l./min. |  |  |  |  | 0
|  | Measuring Ranges |  |  |  |  | 0 | [6 empty] | Measuring Ranges |  |  |  |  | 0 |  |  | Measuring Ranges | [7 empty] | Power: 1.5 kW. |  |  |  |  | 0
|  | Pressure : 0 to 100 PSI (0 to 6.7 bar). |  |  |  |  | 0 | [6 empty] | Pressure : 0 to 100 PSI (0 to 6.7 bar). |  |  |  |  | 0 |  |  | Pressure : 0 to 100 PSI (0 to 6.7 bar). | [7 empty] | water tank: capacity 130 l. approx. |  |  |  |  | 0
|  | Breaking force – spring balance: 0 - 50N. |  |  |  |  | 0 | [6 empty] | Breaking force – spring balance: 0 - 50N. |  |  |  |  | 0 |  |  | Breaking force – spring balance: 0 - 50N. | [7 empty] | Measuring Ranges |  |  |  |  | 0
|  | Flow sensor, range: 0 to 200 l./min. |  |  |  |  | 0 | [6 empty] | Flow sensor, range: 0 to 200 l./min. |  |  |  |  | 0 |  |  | Flow sensor, range: 0 to 200 l./min. | [7 empty] | Pressure : 0 to 100 PSI (0 to 6.7 bar). |  |  |  |  | 0
|  | Speed sensor, range: 0 to 10000 rpm. |  |  |  |  | 0 | [6 empty] | Speed sensor, range: 0 to 10000 rpm. |  |  |  |  | 0 |  |  | Speed sensor, range: 0 to 10000 rpm. | [7 empty] | Breaking force – spring balance: 0 - 50N. |  |  |  |  | 0
|  | Experimentation: |  |  |  |  | 0 | [6 empty] | Experimentation: |  |  |  |  | 0 |  |  | Experimentation: | [7 empty] | Flow sensor, range: 0 to 200 l./min. |  |  |  |  | 0
|  | design and function of a Francis turbine |  |  |  |  | 0 | [6 empty] | design and function of a Francis turbine |  |  |  |  | 0 |  |  | design and function of a Francis turbine | [7 empty] | Speed sensor, range: 0 to 10000 rpm. |  |  |  |  | 0
|  | determination of torque, power and efficiency |  |  |  |  | 0 | [6 empty] | determination of torque, power and efficiency |  |  |  |  | 0 |  |  | determination of torque, power and efficiency | [7 empty] | Experimentation: |  |  |  |  | 0
|  | graphical representation of characteristic curves for torque, power and efficiency |  |  |  |  | 0 | [6 empty] | graphical representation of characteristic curves for torque, power and efficiency |  |  |  |  | 0 |  |  | graphical representation of characteristic curves for torque, power and efficiency | [7 empty] | design and function of a Francis turbine |  |  |  |  | 0
| C | KAPLAN TURBINE TEST RIG | 1080800 | 1 | 1080800 |  | 0 | [5 empty] | C | KAPLAN TURBINE TEST RIG | 1080800 | 1 | 1080800 |  | 0 |  | C | KAPLAN TURBINE TEST RIG | 1080800 | 1 | 1080800 |  |  |  |  | determination of torque, power and efficiency |  |  |  |  | 0
|  | Description |  |  |  |  | 0 | [6 empty] | Description |  |  |  |  | 0 |  |  | Description | [7 empty] | graphical representation of characteristic curves for torque, power and efficiency |  |  |  |  | 0
|  | Water turbines are turbo machines which convert water energy into mechanical energy. Mostly, they are used for driving generators for power generation purposes. The Kaplan turbine is a reaction turbine with an axial through flow. It has a high specific speed and is suitable for large water flows and small to medium heads. Therefore, the Kaplan turbine is used as a “classic” water turbine in run-of-the-river power plants. |  |  |  |  | 0 | [6 empty] | Water turbines are turbo machines which convert water energy into mechanical energy. Mostly, they are used for driving generators for power generation purposes. The Kaplan turbine is a reaction turbine with an axial through flow. It has a high specific speed and is suitable for large water flows and small to medium heads. Therefore, the Kaplan turbine is used as a “classic” water turbine in run-of-the-river power plants. |  |  |  |  | 0 |  |  | Water turbines are turbo machines which convert water energy into mechanical energy. Mostly, they are used for driving generators for power generation purposes. The Kaplan turbine is a reaction turbine with an axial through flow. It has a high specific speed and is suitable for large water flows and small to medium heads. Therefore, the Kaplan turbine is used as a “classic” water turbine in run-of-the-river power plants. | [6 empty] | C | KAPLAN TURBINE TEST RIG | 1080800 | 1 | 1080800 |  | 0
|  | The equipment helps to investigate the characteristic behaviour of a simple-regulated Kaplan turbine during operation. The trainer is provided with a closed water circuit with tank, pump and throttle valve for adjusting the flow rate. The angle of attack of the rotor, and thus the power output of the turbine, are changed by adjusting the guide vanes. The turbine is loaded with a bend brake. |  |  |  |  | 0 | [6 empty] | The equipment helps to investigate the characteristic behaviour of a simple-regulated Kaplan turbine during operation. The trainer is provided with a closed water circuit with tank, pump and throttle valve for adjusting the flow rate. The angle of attack of the rotor, and thus the power output of the turbine, are changed by adjusting the guide vanes. The turbine is loaded with a bend brake. |  |  |  |  | 0 |  |  | The equipment helps to investigate the characteristic behaviour of a simple-regulated Kaplan turbine during operation. The trainer is provided with a closed water circuit with tank, pump and throttle valve for adjusting the flow rate. The angle of attack of the rotor, and thus the power output of the turbine, are changed by adjusting the guide vanes. The turbine is loaded with a bend brake. | [7 empty] | Description |  |  |  |  | 0
|  | The speed is captured by means of an inductive, non-contact position sensor at the turbine shaft. For determining the turbine power, the bend brake is equipped with spring balance for torque measurement. The pressures at the inlet and outlet of the turbine and the flow rate are recorded with measuring instruments. |  |  |  |  | 0 | [6 empty] | The speed is captured by means of an inductive, non-contact position sensor at the turbine shaft. For determining the turbine power, the bend brake is equipped with spring balance for torque measurement. The pressures at the inlet and outlet of the turbine and the flow rate are recorded with measuring instruments. |  |  |  |  | 0 |  |  | The speed is captured by means of an inductive, non-contact position sensor at the turbine shaft. For determining the turbine power, the bend brake is equipped with spring balance for torque measurement. The pressures at the inlet and outlet of the turbine and the flow rate are recorded with measuring instruments. | [7 empty] | Water turbines are turbo machines which convert water energy into mechanical energy. Mostly, they are used for driving generators for power generation purposes. The Kaplan turbine is a reaction turbine with an axial through flow. It has a high specific speed and is suitable for large water flows and small to medium heads. Therefore, the Kaplan turbine is used as a “classic” water turbine in run-of-the-river power plants. |  |  |  |  | 0
|  | Specification: |  |  |  |  | 0 | [6 empty] | Specification: |  |  |  |  | 0 |  |  | Specification: | [7 empty] | The equipment helps to investigate the characteristic behaviour of a simple-regulated Kaplan turbine during operation. The trainer is provided with a closed water circuit with tank, pump and throttle valve for adjusting the flow rate. The angle of attack of the rotor, and thus the power output of the turbine, are changed by adjusting the guide vanes. The turbine is loaded with a bend brake. |  |  |  |  | 0
|  | 1. function of a Kaplan turbine |  |  |  |  | 0 | [6 empty] | 1. function of a Kaplan turbine |  |  |  |  | 0 |  |  | 1. function of a Kaplan turbine | [7 empty] | The speed is captured by means of an inductive, non-contact position sensor at the turbine shaft. For determining the turbine power, the bend brake is equipped with spring balance for torque measurement. The pressures at the inlet and outlet of the turbine and the flow rate are recorded with measuring instruments. |  |  |  |  | 0
|  | 2. closed water circuit with pump, valve and tank |  |  |  |  | 0 | [6 empty] | 2. closed water circuit with pump, valve and tank |  |  |  |  | 0 |  |  | 2. closed water circuit with pump, valve and tank | [7 empty] | Specification: |  |  |  |  | 0
|  | 3. adjustment of flow rate with throttle valve |  |  |  |  | 0 | [6 empty] | 3. adjustment of flow rate with throttle valve |  |  |  |  | 0 |  |  | 3. adjustment of flow rate with throttle valve | [7 empty] | 1. function of a Kaplan turbine |  |  |  |  | 0
|  | 4. loading the turbine by use of bend break |  |  |  |  | 0 | [6 empty] | 4. loading the turbine by use of bend break |  |  |  |  | 0 |  |  | 4. loading the turbine by use of bend break | [7 empty] | 2. closed water circuit with pump, valve and tank |  |  |  |  | 0
|  | 5. rotor with fixed blades |  |  |  |  | 0 | [6 empty] | 5. rotor with fixed blades |  |  |  |  | 0 |  |  | 5. rotor with fixed blades | [7 empty] | 3. adjustment of flow rate with throttle valve |  |  |  |  | 0
|  | 6. adjustable guide vanes for setting different angles of attack |  |  |  |  | 0 | [6 empty] | 6. adjustable guide vanes for setting different angles of attack |  |  |  |  | 0 |  |  | 6. adjustable guide vanes for setting different angles of attack | [7 empty] | 4. loading the turbine by use of bend break |  |  |  |  | 0
|  | 7. non-contact speed measurement at the turbine shaft. |  |  |  |  | 0 | [6 empty] | 7. non-contact speed measurement at the turbine shaft. |  |  |  |  | 0 |  |  | 7. non-contact speed measurement at the turbine shaft. | [7 empty] | 5. rotor with fixed blades |  |  |  |  | 0
|  | 8. digital display for flow rate & speed. |  |  |  |  | 0 | [6 empty] | 8. digital display for flow rate & speed. |  |  |  |  | 0 |  |  | 8. digital display for flow rate & speed. | [7 empty] | 6. adjustable guide vanes for setting different angles of attack |  |  |  |  | 0
|  | Technical Data |  |  |  |  | 0 | [6 empty] | Technical Data |  |  |  |  | 0 |  |  | Technical Data | [7 empty] | 7. non-contact speed measurement at the turbine shaft. |  |  |  |  | 0
|  | Bench-top unit. |  |  |  |  | 0 | [6 empty] | Bench-top unit. |  |  |  |  | 0 |  |  | Bench-top unit. | [7 empty] | 8. digital display for flow rate & speed. |  |  |  |  | 0
|  | water pump: |  |  |  |  | 0 | [6 empty] | water pump: |  |  |  |  | 0 |  |  | water pump: | [7 empty] | Technical Data |  |  |  |  | 0
|  | Maximum height: 20 m. |  |  |  |  | 0 | [6 empty] | Maximum height: 20 m. |  |  |  |  | 0 |  |  | Maximum height: 20 m. | [7 empty] | Bench-top unit. |  |  |  |  | 0
|  | Maximum pressure: 2.2 bar. |  |  |  |  | 0 | [6 empty] | Maximum pressure: 2.2 bar. |  |  |  |  | 0 |  |  | Maximum pressure: 2.2 bar. | [7 empty] | water pump: |  |  |  |  | 0
|  | Maximum water flow: 160 l./min. |  |  |  |  | 0 | [6 empty] | Maximum water flow: 160 l./min. |  |  |  |  | 0 |  |  | Maximum water flow: 160 l./min. | [7 empty] | Maximum height: 20 m. |  |  |  |  | 0
|  | Power: 0.5 kW. |  |  |  |  | 0 | [6 empty] | Power: 0.5 kW. |  |  |  |  | 0 |  |  | Power: 0.5 kW. | [7 empty] | Maximum pressure: 2.2 bar. |  |  |  |  | 0
|  | Functional model of a Kaplan turbine, with a ring of wicket gates that allows to control the water flow in the turbine. |  |  |  |  | 0 | [6 empty] | Functional model of a Kaplan turbine, with a ring of wicket gates that allows to control the water flow in the turbine. |  |  |  |  | 0 |  |  | Functional model of a Kaplan turbine, with a ring of wicket gates that allows to control the water flow in the turbine. | [7 empty] | Maximum water flow: 160 l./min. |  |  |  |  | 0
|  | Speed range: 0 – 2000 r.p.m. |  |  |  |  | 0 | [6 empty] | Speed range: 0 – 2000 r.p.m. |  |  |  |  | 0 |  |  | Speed range: 0 – 2000 r.p.m. | [7 empty] | Power: 0.5 kW. |  |  |  |  | 0
|  | Number of blades of the turbine: 4. |  |  |  |  | 0 | [6 empty] | Number of blades of the turbine: 4. |  |  |  |  | 0 |  |  | Number of blades of the turbine: 4. | [7 empty] | Functional model of a Kaplan turbine, with a ring of wicket gates that allows to control the water flow in the turbine. |  |  |  |  | 0
|  | Diameter of the turbine: 52 mm. |  |  |  |  | 0 | [6 empty] | Diameter of the turbine: 52 mm. |  |  |  |  | 0 |  |  | Diameter of the turbine: 52 mm. | [7 empty] | Speed range: 0 – 2000 r.p.m. |  |  |  |  | 0
|  | Number of wicket gates of the ring: 8. |  |  |  |  | 0 | [6 empty] | Number of wicket gates of the ring: 8. |  |  |  |  | 0 |  |  | Number of wicket gates of the ring: 8. | [7 empty] | Number of blades of the turbine: 4. |  |  |  |  | 0
|  | Braking system: |  |  |  |  | 0 | [6 empty] | Braking system: |  |  |  |  | 0 |  |  | Braking system: | [7 empty] | Diameter of the turbine: 52 mm. |  |  |  |  | 0
|  | Band brake. |  |  |  |  | 0 | [6 empty] | Band brake. |  |  |  |  | 0 |  |  | Band brake. | [7 empty] | Number of wicket gates of the ring: 8. |  |  |  |  | 0
|  | Adjustable braking tension. |  |  |  |  | 0 | [6 empty] | Adjustable braking tension. |  |  |  |  | 0 |  |  | Adjustable braking tension. | [7 empty] | Braking system: |  |  |  |  | 0
|  | Radius of the pulley of the brake: 50 x 10-3 m. |  |  |  |  | 0 | [6 empty] | Radius of the pulley of the brake: 50 x 10-3 m. |  |  |  |  | 0 |  |  | Radius of the pulley of the brake: 50 x 10-3 m. | [7 empty] | Band brake. |  |  |  |  | 0
|  | water tank, capacity: 120 l. approx. |  |  |  |  | 0 | [6 empty] | water tank, capacity: 120 l. approx. |  |  |  |  | 0 |  |  | water tank, capacity: 120 l. approx. | [7 empty] | Adjustable braking tension. |  |  |  |  | 0
|  | Measuring Ranges: |  |  |  |  | 0 | [6 empty] | Measuring Ranges: |  |  |  |  | 0 |  |  | Measuring Ranges: | [7 empty] | Radius of the pulley of the brake: 50 x 10-3 m. |  |  |  |  | 0
|  | Pressure : 0 to 100 PSI (0 to 6.7 bar). |  |  |  |  | 0 | [6 empty] | Pressure : 0 to 100 PSI (0 to 6.7 bar). |  |  |  |  | 0 |  |  | Pressure : 0 to 100 PSI (0 to 6.7 bar). | [7 empty] | water tank, capacity: 120 l. approx. |  |  |  |  | 0
|  | Breaking force – spring balance: 0 - 20N. |  |  |  |  | 0 | [6 empty] | Breaking force – spring balance: 0 - 20N. |  |  |  |  | 0 |  |  | Breaking force – spring balance: 0 - 20N. | [7 empty] | Measuring Ranges: |  |  |  |  | 0
|  | Flow sensor, range: 0 to 150 l./min. |  |  |  |  | 0 | [6 empty] | Flow sensor, range: 0 to 150 l./min. |  |  |  |  | 0 |  |  | Flow sensor, range: 0 to 150 l./min. | [7 empty] | Pressure : 0 to 100 PSI (0 to 6.7 bar). |  |  |  |  | 0
|  | Speed sensor, range: 0 to 10000 rpm. |  |  |  |  | 0 | [6 empty] | Speed sensor, range: 0 to 10000 rpm. |  |  |  |  | 0 |  |  | Speed sensor, range: 0 to 10000 rpm. | [7 empty] | Breaking force – spring balance: 0 - 20N. |  |  |  |  | 0
|  | Experimentation: |  |  |  |  | 0 | [6 empty] | Experimentation: |  |  |  |  | 0 |  |  | Experimentation: | [7 empty] | Flow sensor, range: 0 to 150 l./min. |  |  |  |  | 0
|  | determination of power output curves at different speeds |  |  |  |  | 0 | [6 empty] | determination of power output curves at different speeds |  |  |  |  | 0 |  |  | determination of power output curves at different speeds | [7 empty] | Speed sensor, range: 0 to 10000 rpm. |  |  |  |  | 0
|  | determination of the head |  |  |  |  | 0 | [6 empty] | determination of the head |  |  |  |  | 0 |  |  | determination of the head | [7 empty] | Experimentation: |  |  |  |  | 0
|  | determination of turbine efficiency |  |  |  |  | 0 | [6 empty] | determination of turbine efficiency |  |  |  |  | 0 |  |  | determination of turbine efficiency | [7 empty] | determination of power output curves at different speeds |  |  |  |  | 0
|  | investigation of the influence of the guide vane position on power output and efficiency |  |  |  |  | 0 | [6 empty] | investigation of the influence of the guide vane position on power output and efficiency |  |  |  |  | 0 |  |  | investigation of the influence of the guide vane position on power output and efficiency | [7 empty] | determination of the head |  |  |  |  | 0
| D | RECIPROCATING PUMP TEST RIG | 419300 | 1 | 419300 |  | 0 | [5 empty] | D | RECIPROCATING PUMP TEST RIG | 419300 | 1 | 419300 |  | 0 |  | D | RECIPROCATING PUMP TEST RIG | 419300 | 1 | 419300 |  |  |  |  | determination of turbine efficiency |  |  |  |  | 0
|  | Description: |  |  |  |  | 0 | [6 empty] | Description: |  |  |  |  | 0 |  |  | Description: | [7 empty] | investigation of the influence of the guide vane position on power output and efficiency |  |  |  |  | 0
|  | The experimental unit provides the basic experiments to get to know the operating behaviour and the important characteristic variables of piston pumps. |  |  |  |  | 0 | [6 empty] | The experimental unit provides the basic experiments to get to know the operating behaviour and the important characteristic variables of piston pumps. |  |  |  |  | 0 |  |  | The experimental unit provides the basic experiments to get to know the operating behaviour and the important characteristic variables of piston pumps. | [6 empty] | D | RECIPROCATING PUMP TEST RIG | 419300 | 1 | 419300 |  | 0
|  | Setup features a closed water circuit with water tank, a piston pump with variable speed via a frequency converter and an air vessel. The piston of the pump is mounted in a housing and can be observed during operation. The cycle that takes place (intake and discharge of water) can be shown clearly in the p-V diagram. The pulsating pressure curve of the pump can be damped with the aid of the air vessel. Flow rate and head are adjusted via a needle valve and overflow valve. |  |  |  |  | 0 | [6 empty] | Setup features a closed water circuit with water tank, a piston pump with variable speed via a frequency converter and an air vessel. The piston of the pump is mounted in a housing and can be observed during operation. The cycle that takes place (intake and discharge of water) can be shown clearly in the p-V diagram. The pulsating pressure curve of the pump can be damped with the aid of the air vessel. Flow rate and head are adjusted via a needle valve and overflow valve. |  |  |  |  | 0 |  |  | Setup features a closed water circuit with water tank, a piston pump with variable speed via a frequency converter and an air vessel. The piston of the pump is mounted in a housing and can be observed during operation. The cycle that takes place (intake and discharge of water) can be shown clearly in the p-V diagram. The pulsating pressure curve of the pump can be damped with the aid of the air vessel. Flow rate and head are adjusted via a needle valve and overflow valve. | [7 empty] | Description: |  |  |  |  | 0
|  | The experimental unit is fitted with manometer for pressure and sensor for flow rate. Pressure manometer measures the pressure at the outlet of the pump. |  |  |  |  | 0 | [6 empty] | The experimental unit is fitted with manometer for pressure and sensor for flow rate. Pressure manometer measures the pressure at the outlet of the pump. |  |  |  |  | 0 |  |  | The experimental unit is fitted with manometer for pressure and sensor for flow rate. Pressure manometer measures the pressure at the outlet of the pump. | [7 empty] | The experimental unit provides the basic experiments to get to know the operating behaviour and the important characteristic variables of piston pumps. |  |  |  |  | 0
|  | Specification: |  |  |  |  | 0 | [6 empty] | Specification: |  |  |  |  | 0 |  |  | Specification: | [7 empty] | Setup features a closed water circuit with water tank, a piston pump with variable speed via a frequency converter and an air vessel. The piston of the pump is mounted in a housing and can be observed during operation. The cycle that takes place (intake and discharge of water) can be shown clearly in the p-V diagram. The pulsating pressure curve of the pump can be damped with the aid of the air vessel. Flow rate and head are adjusted via a needle valve and overflow valve. |  |  |  |  | 0
|  | · functioning and operating behaviour of a piston pump |  |  |  |  | 0 | [6 empty] | · functioning and operating behaviour of a piston pump |  |  |  |  | 0 |  |  | · functioning and operating behaviour of a piston pump | [7 empty] | The experimental unit is fitted with manometer for pressure and sensor for flow rate. Pressure manometer measures the pressure at the outlet of the pump. |  |  |  |  | 0
|  | · closed water circuit contains piston pump with variable speed via frequency converter, transparent water tank and air vessel |  |  |  |  | 0 | [6 empty] | · closed water circuit contains piston pump with variable speed via frequency converter, transparent water tank and air vessel |  |  |  |  | 0 |  |  | · closed water circuit contains piston pump with variable speed via frequency converter, transparent water tank and air vessel | [7 empty] | Specification: |  |  |  |  | 0
|  | ·valve for adjusting the flow rate |  |  |  |  | 0 | [6 empty] | ·valve for adjusting the flow rate |  |  |  |  | 0 |  |  | ·valve for adjusting the flow rate | [7 empty] | · functioning and operating behaviour of a piston pump |  |  |  |  | 0
|  | · overflow valve for adjusting the head |  |  |  |  | 0 | [6 empty] | · overflow valve for adjusting the head |  |  |  |  | 0 |  |  | · overflow valve for adjusting the head | [7 empty] | · closed water circuit contains piston pump with variable speed via frequency converter, transparent water tank and air vessel |  |  |  |  | 0
|  | · pulsation damping of the head using air vessel with bleed valve |  |  |  |  | 0 | [6 empty] | · pulsation damping of the head using air vessel with bleed valve |  |  |  |  | 0 |  |  | · pulsation damping of the head using air vessel with bleed valve | [7 empty] | ·valve for adjusting the flow rate |  |  |  |  | 0
|  | ·manometer for pressure at pump outlet. |  |  |  |  | 0 | [6 empty] | ·manometer for pressure at pump outlet. |  |  |  |  | 0 |  |  | ·manometer for pressure at pump outlet. | [7 empty] | · overflow valve for adjusting the head |  |  |  |  | 0
|  | Technical details: |  |  |  |  | 0 | [6 empty] | Technical details: |  |  |  |  | 0 |  |  | Technical details: | [7 empty] | · pulsation damping of the head using air vessel with bleed valve |  |  |  |  | 0
|  | Piston pump |  |  |  |  | 0 | [6 empty] | Piston pump |  |  |  |  | 0 |  |  | Piston pump | [7 empty] | ·manometer for pressure at pump outlet. |  |  |  |  | 0
|  | speed: 30…180min-1 |  |  |  |  | 0 | [6 empty] | speed: 30…180min-1 |  |  |  |  | 0 |  |  | speed: 30…180min-1 | [7 empty] | Technical details: |  |  |  |  | 0
|  | max. flow rate: 135L/h |  |  |  |  | 0 | [6 empty] | max. flow rate: 135L/h |  |  |  |  | 0 |  |  | max. flow rate: 135L/h | [7 empty] | Piston pump |  |  |  |  | 0
|  | max. head: 40m |  |  |  |  | 0 | [6 empty] | max. head: 40m |  |  |  |  | 0 |  |  | max. head: 40m | [7 empty] | speed: 30…180min-1 |  |  |  |  | 0
|  | Drive motor |  |  |  |  | 0 | [6 empty] | Drive motor |  |  |  |  | 0 |  |  | Drive motor | [7 empty] | max. flow rate: 135L/h |  |  |  |  | 0
|  | power: 180W |  |  |  |  | 0 | [6 empty] | power: 180W |  |  |  |  | 0 |  |  | power: 180W | [7 empty] | max. head: 40m |  |  |  |  | 0
|  | Gear transmission ratio: i=7,5 |  |  |  |  | 0 | [6 empty] | Gear transmission ratio: i=7,5 |  |  |  |  | 0 |  |  | Gear transmission ratio: i=7,5 | [7 empty] | Drive motor |  |  |  |  | 0
|  | Overflow valve: 1…4bar |  |  |  |  | 0 | [6 empty] | Overflow valve: 1…4bar |  |  |  |  | 0 |  |  | Overflow valve: 1…4bar | [7 empty] | power: 180W |  |  |  |  | 0
|  | Measuring ranges |  |  |  |  | 0 | [6 empty] | Measuring ranges |  |  |  |  | 0 |  |  | Measuring ranges | [7 empty] | Gear transmission ratio: i=7,5 |  |  |  |  | 0
|  | pressure (outlet): 0…5bar |  |  |  |  | 0 | [6 empty] | pressure (outlet): 0…5bar |  |  |  |  | 0 |  |  | pressure (outlet): 0…5bar | [7 empty] | Overflow valve: 1…4bar |  |  |  |  | 0
|  | flow rate: 0,2…6L/min |  |  |  |  | 0 | [6 empty] | flow rate: 0,2…6L/min |  |  |  |  | 0 |  |  | flow rate: 0,2…6L/min | [7 empty] | Measuring ranges |  |  |  |  | 0
|  | Experimentation: |  |  |  |  | 0 | [6 empty] | Experimentation: |  |  |  |  | 0 |  |  | Experimentation: | [7 empty] | pressure (outlet): 0…5bar |  |  |  |  | 0
|  | principle of operation of a piston pump |  |  |  |  | 0 | [6 empty] | principle of operation of a piston pump |  |  |  |  | 0 |  |  | principle of operation of a piston pump | [7 empty] | flow rate: 0,2…6L/min |  |  |  |  | 0
|  | recording of pump characteristics |  |  |  |  | 0 | [6 empty] | recording of pump characteristics |  |  |  |  | 0 |  |  | recording of pump characteristics | [7 empty] | Experimentation: |  |  |  |  | 0
|  | pressure curves of delivery pressure |  |  |  |  | 0 | [6 empty] | pressure curves of delivery pressure |  |  |  |  | 0 |  |  | pressure curves of delivery pressure | [7 empty] | principle of operation of a piston pump |  |  |  |  | 0
|  | p-V diagram |  |  |  |  | 0 | [6 empty] | p-V diagram |  |  |  |  | 0 |  |  | p-V diagram | [7 empty] | recording of pump characteristics |  |  |  |  | 0
|  | determination of efficiencies |  |  |  |  | 0 | [6 empty] | determination of efficiencies |  |  |  |  | 0 |  |  | determination of efficiencies | [7 empty] | pressure curves of delivery pressure |  |  |  |  | 0
| E | TWO STAGE RECIPROCATING AIR COMPRESSOR | 590800 | 1 | 590800 |  | 0 | [5 empty] | E | TWO STAGE RECIPROCATING AIR COMPRESSOR | 590800 | 1 | 590800 |  | 0 |  | E | TWO STAGE RECIPROCATING AIR COMPRESSOR | 590800 | 1 | 590800 |  |  |  |  | p-V diagram |  |  |  |  | 0
|  | Description: |  |  |  |  | 0 | [6 empty] | Description: |  |  |  |  | 0 |  |  | Description: | [7 empty] | determination of efficiencies |  |  |  |  | 0
|  | Compressed air for industry and businesses that use compressed air as an energy source is generated by means of so-called compressed air generation systems. A key component of these systems is the compressor. It converts the supplied mechanical energy into a higher air pressure. Compressed air generation systems are used to drive machines in mining, for pneumatic control systems in assembly plants or tyre inflation systems at petrol stations. |  |  |  |  | 0 | [6 empty] | Compressed air for industry and businesses that use compressed air as an energy source is generated by means of so-called compressed air generation systems. A key component of these systems is the compressor. It converts the supplied mechanical energy into a higher air pressure. Compressed air generation systems are used to drive machines in mining, for pneumatic control systems in assembly plants or tyre inflation systems at petrol stations. |  |  |  |  | 0 |  |  | Compressed air for industry and businesses that use compressed air as an energy source is generated by means of so-called compressed air generation systems. A key component of these systems is the compressor. It converts the supplied mechanical energy into a higher air pressure. Compressed air generation systems are used to drive machines in mining, for pneumatic control systems in assembly plants or tyre inflation systems at petrol stations. | [6 empty] | E | TWO STAGE RECIPROCATING AIR COMPRESSOR | 590800 | 1 | 590800 |  | 0
|  | Setup includes a complete compressed air generation system with a two-stage compressor and an additional pressure vessel as intercooler. The trainer enables the recording of compressor characteristics and representing the compression process in a p-V diagram. |  |  |  |  | 0 | [6 empty] | Setup includes a complete compressed air generation system with a two-stage compressor and an additional pressure vessel as intercooler. The trainer enables the recording of compressor characteristics and representing the compression process in a p-V diagram. |  |  |  |  | 0 |  |  | Setup includes a complete compressed air generation system with a two-stage compressor and an additional pressure vessel as intercooler. The trainer enables the recording of compressor characteristics and representing the compression process in a p-V diagram. | [7 empty] | Description: |  |  |  |  | 0
|  | The air is sucked into the intake vessel through a measuring nozzle and calmed there before it is compressed in two stages. The additional pressure vessel for intercooling is located between the first and second stage. After the second stage, the compressed air is pressed into another pressure vessel through a cooling tube. To achieve a steady state, the compressed air can be released through a blow-off valve with silencer. Safety valves and a pressure switch complete the system. |  |  |  |  | 0 | [6 empty] | The air is sucked into the intake vessel through a measuring nozzle and calmed there before it is compressed in two stages. The additional pressure vessel for intercooling is located between the first and second stage. After the second stage, the compressed air is pressed into another pressure vessel through a cooling tube. To achieve a steady state, the compressed air can be released through a blow-off valve with silencer. Safety valves and a pressure switch complete the system. |  |  |  |  | 0 |  |  | The air is sucked into the intake vessel through a measuring nozzle and calmed there before it is compressed in two stages. The additional pressure vessel for intercooling is located between the first and second stage. After the second stage, the compressed air is pressed into another pressure vessel through a cooling tube. To achieve a steady state, the compressed air can be released through a blow-off valve with silencer. Safety valves and a pressure switch complete the system. | [7 empty] | Compressed air for industry and businesses that use compressed air as an energy source is generated by means of so-called compressed air generation systems. A key component of these systems is the compressor. It converts the supplied mechanical energy into a higher air pressure. Compressed air generation systems are used to drive machines in mining, for pneumatic control systems in assembly plants or tyre inflation systems at petrol stations. |  |  |  |  | 0
|  | Sensors measure the pressures and temperatures in both stages as well as the electric power consumption. A nozzle at the intake vessel serves to determine the intake volumetric flow rate. |  |  |  |  | 0 | [6 empty] | Sensors measure the pressures and temperatures in both stages as well as the electric power consumption. A nozzle at the intake vessel serves to determine the intake volumetric flow rate. |  |  |  |  | 0 |  |  | Sensors measure the pressures and temperatures in both stages as well as the electric power consumption. A nozzle at the intake vessel serves to determine the intake volumetric flow rate. | [7 empty] | Setup includes a complete compressed air generation system with a two-stage compressor and an additional pressure vessel as intercooler. The trainer enables the recording of compressor characteristics and representing the compression process in a p-V diagram. |  |  |  |  | 0
|  | Specification: |  |  |  |  | 0 | [6 empty] | Specification: |  |  |  |  | 0 |  |  | Specification: | [7 empty] | The air is sucked into the intake vessel through a measuring nozzle and calmed there before it is compressed in two stages. The additional pressure vessel for intercooling is located between the first and second stage. After the second stage, the compressed air is pressed into another pressure vessel through a cooling tube. To achieve a steady state, the compressed air can be released through a blow-off valve with silencer. Safety valves and a pressure switch complete the system. |  |  |  |  | 0
|  | 1. recording the characteristic of a two-stage compressor |  |  |  |  | 0 | [6 empty] | 1. recording the characteristic of a two-stage compressor |  |  |  |  | 0 |  |  | 1. recording the characteristic of a two-stage compressor | [7 empty] | Sensors measure the pressures and temperatures in both stages as well as the electric power consumption. A nozzle at the intake vessel serves to determine the intake volumetric flow rate. |  |  |  |  | 0
|  | 2. piston compressor with 2 cylinders in V-arrangement |  |  |  |  | 0 | [6 empty] | 2. piston compressor with 2 cylinders in V-arrangement |  |  |  |  | 0 |  |  | 2. piston compressor with 2 cylinders in V-arrangement | [7 empty] | Specification: |  |  |  |  | 0
|  | 3. intake vessel with nozzle to measure the intake volumetric flow rate, pressure Gauge and additional manometer |  |  |  |  | 0 | [6 empty] | 3. intake vessel with nozzle to measure the intake volumetric flow rate, pressure Gauge and additional manometer |  |  |  |  | 0 |  |  | 3. intake vessel with nozzle to measure the intake volumetric flow rate, pressure Gauge and additional manometer | [7 empty] | 1. recording the characteristic of a two-stage compressor |  |  |  |  | 0
|  | 4. pressure vessel after the first stage as intercooler |  |  |  |  | 0 | [6 empty] | 4. pressure vessel after the first stage as intercooler |  |  |  |  | 0 |  |  | 4. pressure vessel after the first stage as intercooler | [7 empty] | 2. piston compressor with 2 cylinders in V-arrangement |  |  |  |  | 0
|  | 5. pressure vessel after the second stage with safety valve, blow-off valve as well as an additional manometer and a pressure switch |  |  |  |  | 0 | [6 empty] | 5. pressure vessel after the second stage with safety valve, blow-off valve as well as an additional manometer and a pressure switch |  |  |  |  | 0 |  |  | 5. pressure vessel after the second stage with safety valve, blow-off valve as well as an additional manometer and a pressure switch | [7 empty] | 3. intake vessel with nozzle to measure the intake volumetric flow rate, pressure Gauge and additional manometer |  |  |  |  | 0
|  | 6. Measuring instruments for pressures, temperatures and electric power output |  |  |  |  | 0 | [6 empty] | 6. Measuring instruments for pressures, temperatures and electric power output |  |  |  |  | 0 |  |  | 6. Measuring instruments for pressures, temperatures and electric power output | [7 empty] | 4. pressure vessel after the first stage as intercooler |  |  |  |  | 0
|  | 7. digital displays for temperatures. |  |  |  |  | 0 | [6 empty] | 7. digital displays for temperatures. |  |  |  |  | 0 |  |  | 7. digital displays for temperatures. | [7 empty] | 5. pressure vessel after the second stage with safety valve, blow-off valve as well as an additional manometer and a pressure switch |  |  |  |  | 0
|  | Technical Data: |  |  |  |  | 0 | [6 empty] | Technical Data: |  |  |  |  | 0 |  |  | Technical Data: | [7 empty] | 6. Measuring instruments for pressures, temperatures and electric power output |  |  |  |  | 0
|  | Compressor |  |  |  |  | 0 | [6 empty] | Compressor |  |  |  |  | 0 |  |  | Compressor | [7 empty] | 7. digital displays for temperatures. |  |  |  |  | 0
|  | two-stage |  |  |  |  | 0 | [6 empty] | two-stage |  |  |  |  | 0 |  |  | two-stage | [7 empty] | Technical Data: |  |  |  |  | 0
|  | power consumption: 3kW |  |  |  |  | 0 | [6 empty] | power consumption: 3kW |  |  |  |  | 0 |  |  | power consumption: 3kW | [7 empty] | Compressor |  |  |  |  | 0
|  | speed: 710min-1 |  |  |  |  | 0 | [6 empty] | speed: 710min-1 |  |  |  |  | 0 |  |  | speed: 710min-1 | [7 empty] | two-stage |  |  |  |  | 0
|  | intake capacity: 250L/min |  |  |  |  | 0 | [6 empty] | intake capacity: 250L/min |  |  |  |  | 0 |  |  | intake capacity: 250L/min | [7 empty] | power consumption: 3kW |  |  |  |  | 0
|  | quantity delivered: 202L/min (at 12bar) |  |  |  |  | 0 | [6 empty] | quantity delivered: 202L/min (at 12bar) |  |  |  |  | 0 |  |  | quantity delivered: 202L/min (at 12bar) | [7 empty] | speed: 710min-1 |  |  |  |  | 0
|  | operating pressure: 12bar, max. 35bar |  |  |  |  | 0 | [6 empty] | operating pressure: 12bar, max. 35bar |  |  |  |  | 0 |  |  | operating pressure: 12bar, max. 35bar | [7 empty] | intake capacity: 250L/min |  |  |  |  | 0
|  | Intake vessel: 20L |  |  |  |  | 0 | [6 empty] | Intake vessel: 20L |  |  |  |  | 0 |  |  | Intake vessel: 20L | [7 empty] | quantity delivered: 202L/min (at 12bar) |  |  |  |  | 0
|  | Pressure vessels, 16bar; capacity: |  |  |  |  | 0 | [6 empty] | Pressure vessels, 16bar; capacity: |  |  |  |  | 0 |  |  | Pressure vessels, 16bar; capacity: | [7 empty] | operating pressure: 12bar, max. 35bar |  |  |  |  | 0
|  | after 1st stage: 5L |  |  |  |  | 0 | [6 empty] | after 1st stage: 5L |  |  |  |  | 0 |  |  | after 1st stage: 5L | [7 empty] | Intake vessel: 20L |  |  |  |  | 0
|  | after 2nd stage: 20L |  |  |  |  | 0 | [6 empty] | after 2nd stage: 20L |  |  |  |  | 0 |  |  | after 2nd stage: 20L | [7 empty] | Pressure vessels, 16bar; capacity: |  |  |  |  | 0
|  | Safety valve: 16bar |  |  |  |  | 0 | [6 empty] | Safety valve: 16bar |  |  |  |  | 0 |  |  | Safety valve: 16bar | [7 empty] | after 1st stage: 5L |  |  |  |  | 0
|  | Measuring ranges |  |  |  |  | 0 | [6 empty] | Measuring ranges |  |  |  |  | 0 |  |  | Measuring ranges | [7 empty] | after 2nd stage: 20L |  |  |  |  | 0
|  | differential pressure: 0…25mbar |  |  |  |  | 0 | [6 empty] | differential pressure: 0…25mbar |  |  |  |  | 0 |  |  | differential pressure: 0…25mbar | [7 empty] | Safety valve: 16bar |  |  |  |  | 0
|  | pressure: 1x 0…1,5bar; 2x 0…16bar |  |  |  |  | 0 | [6 empty] | pressure: 1x 0…1,5bar; 2x 0…16bar |  |  |  |  | 0 |  |  | pressure: 1x 0…1,5bar; 2x 0…16bar | [7 empty] | Measuring ranges |  |  |  |  | 0
|  | temperature: 4x 0…200°C |  |  |  |  | 0 | [6 empty] | temperature: 4x 0…200°C |  |  |  |  | 0 |  |  | temperature: 4x 0…200°C | [7 empty] | differential pressure: 0…25mbar |  |  |  |  | 0
|  | power: 0…3500W |  |  |  |  | 0 | [6 empty] | power: 0…3500W |  |  |  |  | 0 |  |  | power: 0…3500W | [7 empty] | pressure: 1x 0…1,5bar; 2x 0…16bar |  |  |  |  | 0
|  | Experimentation |  |  |  |  | 0 | [6 empty] | Experimentation |  |  |  |  | 0 |  |  | Experimentation | [7 empty] | temperature: 4x 0…200°C |  |  |  |  | 0
|  | design and function of a two-stage compressor |  |  |  |  | 0 | [6 empty] | design and function of a two-stage compressor |  |  |  |  | 0 |  |  | design and function of a two-stage compressor | [7 empty] | power: 0…3500W |  |  |  |  | 0
|  | measurement of relevant pressures and temperatures |  |  |  |  | 0 | [6 empty] | measurement of relevant pressures and temperatures |  |  |  |  | 0 |  |  | measurement of relevant pressures and temperatures | [7 empty] | Experimentation |  |  |  |  | 0
|  | determination of the intake volumetric air flow rate |  |  |  |  | 0 | [6 empty] | determination of the intake volumetric air flow rate |  |  |  |  | 0 |  |  | determination of the intake volumetric air flow rate | [7 empty] | design and function of a two-stage compressor |  |  |  |  | 0
|  | compression process on a p-V diagram |  |  |  |  | 0 | [6 empty] | compression process on a p-V diagram |  |  |  |  | 0 |  |  | compression process on a p-V diagram | [7 empty] | measurement of relevant pressures and temperatures |  |  |  |  | 0
|  | determination of the efficiency |  |  |  |  | 0 | [6 empty] | determination of the efficiency |  |  |  |  | 0 |  |  | determination of the efficiency | [7 empty] | determination of the intake volumetric air flow rate |  |  |  |  | 0
| F | AIR BLOWER APPARATUS | 223300 | 1 | 223300 |  | 0 | [5 empty] | F | AIR BLOWER APPARATUS | 223300 | 1 | 223300 |  | 0 |  | F | AIR BLOWER APPARATUS | 223300 | 1 | 223300 |  |  |  |  | compression process on a p-V diagram |  |  |  |  | 0
|  | DESCRIPTION: |  |  |  |  | 0 | [6 empty] | DESCRIPTION: |  |  |  |  | 0 |  |  | DESCRIPTION: | [7 empty] | determination of the efficiency |  |  |  |  | 0
|  | This equipment comprises of a FD Centrifugal Blower coupled to a Motor. Three interchangeable impellers with forward, backward and radial vanes are provided with the test rig. A Pitot Tube is provided in the delivery line of blower for static and dynamic pressure measurement. Power input to the DC Motor is varied by means of a Thyristor controlled DC Drive to vary the RPM of motor. A RPM Indicator with Proximity sensor indicates the RPM of Blower. |  |  |  |  | 0 | [6 empty] | This equipment comprises of a FD Centrifugal Blower coupled to a Motor. Three interchangeable impellers with forward, backward and radial vanes are provided with the test rig. A Pitot Tube is provided in the delivery line of blower for static and dynamic pressure measurement. Power input to the DC Motor is varied by means of a Thyristor controlled DC Drive to vary the RPM of motor. A RPM Indicator with Proximity sensor indicates the RPM of Blower. |  |  |  |  | 0 |  |  | This equipment comprises of a FD Centrifugal Blower coupled to a Motor. Three interchangeable impellers with forward, backward and radial vanes are provided with the test rig. A Pitot Tube is provided in the delivery line of blower for static and dynamic pressure measurement. Power input to the DC Motor is varied by means of a Thyristor controlled DC Drive to vary the RPM of motor. A RPM Indicator with Proximity sensor indicates the RPM of Blower. | [6 empty] | F | AIR BLOWER APPARATUS | 223300 | 1 | 223300 |  | 0
|  | Technical Details: |  |  |  |  | 0 | [6 empty] | Technical Details: |  |  |  |  | 0 |  |  | Technical Details: | [7 empty] | DESCRIPTION: |  |  |  |  | 0
|  | Motor: DC motor with Thyristor controlled DC Drive for variable speed |  |  |  |  | 0 | [6 empty] | Motor: DC motor with Thyristor controlled DC Drive for variable speed |  |  |  |  | 0 |  |  | Motor: DC motor with Thyristor controlled DC Drive for variable speed | [7 empty] | This equipment comprises of a FD Centrifugal Blower coupled to a Motor. Three interchangeable impellers with forward, backward and radial vanes are provided with the test rig. A Pitot Tube is provided in the delivery line of blower for static and dynamic pressure measurement. Power input to the DC Motor is varied by means of a Thyristor controlled DC Drive to vary the RPM of motor. A RPM Indicator with Proximity sensor indicates the RPM of Blower. |  |  |  |  | 0
|  | Blower: Centrifugal, Forced Draft Type |  |  |  |  | 0 | [6 empty] | Blower: Centrifugal, Forced Draft Type |  |  |  |  | 0 |  |  | Blower: Centrifugal, Forced Draft Type | [7 empty] | Technical Details: |  |  |  |  | 0
|  | Impeller (3 Nos.): Forward Curved, Backward Curved & Radial Curved |  |  |  |  | 0 | [6 empty] | Impeller (3 Nos.): Forward Curved, Backward Curved & Radial Curved |  |  |  |  | 0 |  |  | Impeller (3 Nos.): Forward Curved, Backward Curved & Radial Curved | [7 empty] | Motor: DC motor with Thyristor controlled DC Drive for variable speed |  |  |  |  | 0
|  | Pitot Tube (with manometer): For Static, Dynamic & Differential Pressure measurement. |  |  |  |  | 0 | [6 empty] | Pitot Tube (with manometer): For Static, Dynamic & Differential Pressure measurement. |  |  |  |  | 0 |  |  | Pitot Tube (with manometer): For Static, Dynamic & Differential Pressure measurement. | [7 empty] | Blower: Centrifugal, Forced Draft Type |  |  |  |  | 0
|  | Stop watch: Electronic |  |  |  |  | 0 | [6 empty] | Stop watch: Electronic |  |  |  |  | 0 |  |  | Stop watch: Electronic | [7 empty] | Impeller (3 Nos.): Forward Curved, Backward Curved & Radial Curved |  |  |  |  | 0
|  | Control Panel Comprises of : |  |  |  |  | 0 | [6 empty] | Control Panel Comprises of : |  |  |  |  | 0 |  |  | Control Panel Comprises of : | [7 empty] | Pitot Tube (with manometer): For Static, Dynamic & Differential Pressure measurement. |  |  |  |  | 0
|  | Standard make On/Off Switch, Mains Indicator, etc. |  |  |  |  | 0 | [6 empty] | Standard make On/Off Switch, Mains Indicator, etc. |  |  |  |  | 0 |  |  | Standard make On/Off Switch, Mains Indicator, etc. | [7 empty] | Stop watch: Electronic |  |  |  |  | 0
|  | Energy measurement: Electronic Energy meter. |  |  |  |  | 0 | [6 empty] | Energy measurement: Electronic Energy meter. |  |  |  |  | 0 |  |  | Energy measurement: Electronic Energy meter. | [7 empty] | Control Panel Comprises of : |  |  |  |  | 0
|  | RPM measurement: Digital RPM Indicator with Proximity sensor. |  |  |  |  | 0 | [6 empty] | RPM measurement: Digital RPM Indicator with Proximity sensor. |  |  |  |  | 0 |  |  | RPM measurement: Digital RPM Indicator with Proximity sensor. | [7 empty] | Standard make On/Off Switch, Mains Indicator, etc. |  |  |  |  | 0
|  | Instruction Manual: An ENGLISH instruction manual will be provided along with the Apparatus. |  |  |  |  | 0 | [6 empty] | Instruction Manual: An ENGLISH instruction manual will be provided along with the Apparatus. |  |  |  |  | 0 |  |  | Instruction Manual: An ENGLISH instruction manual will be provided along with the Apparatus. | [7 empty] | Energy measurement: Electronic Energy meter. |  |  |  |  | 0
|  | EXPERIMENTATION: |  |  |  |  | 0 | [6 empty] | EXPERIMENTATION: |  |  |  |  | 0 |  |  | EXPERIMENTATION: | [7 empty] | RPM measurement: Digital RPM Indicator with Proximity sensor. |  |  |  |  | 0
|  | · To study the effect of forward curved, back curved and radial curved impeller. |  |  |  |  | 0 | [6 empty] | · To study the effect of forward curved, back curved and radial curved impeller. |  |  |  |  | 0 |  |  | · To study the effect of forward curved, back curved and radial curved impeller. | [7 empty] | Instruction Manual: An ENGLISH instruction manual will be provided along with the Apparatus. |  |  |  |  | 0
|  | · To find out the discharge, head and efficiency of the Centrifugal Blower. |  |  |  |  | 0 | [6 empty] | · To find out the discharge, head and efficiency of the Centrifugal Blower. |  |  |  |  | 0 |  |  | · To find out the discharge, head and efficiency of the Centrifugal Blower. | [7 empty] | EXPERIMENTATION: |  |  |  |  | 0
|  | · To plot the graph Efficiency Vs Discharge |  |  |  |  | 0 | [6 empty] | · To plot the graph Efficiency Vs Discharge |  |  |  |  | 0 |  |  | · To plot the graph Efficiency Vs Discharge | [7 empty] | · To study the effect of forward curved, back curved and radial curved impeller. |  |  |  |  | 0
|  | · To plot the graph Discharge Vs Head |  |  |  |  | 0 | [6 empty] | · To plot the graph Discharge Vs Head |  |  |  |  | 0 |  |  | · To plot the graph Discharge Vs Head | [7 empty] | · To find out the discharge, head and efficiency of the Centrifugal Blower. |  |  |  |  | 0
| G | JET IMPACT APPARATUS | 132300 | 1 | 132300 |  | 0 | [5 empty] | G | JET IMPACT APPARATUS | 132300 | 1 | 132300 |  | 0 |  | G | JET IMPACT APPARATUS | 132300 | 1 | 132300 |  |  |  |  | · To plot the graph Efficiency Vs Discharge |  |  |  |  | 0
|  | Description |  |  |  |  | 0 | [6 empty] | Description |  |  |  |  | 0 |  |  | Description | [7 empty] | · To plot the graph Discharge Vs Head |  |  |  |  | 0
|  | During : |  |  |  |  | 0 | [6 empty] | During : |  |  |  |  | 0 |  |  | During : | [6 empty] | G | JET IMPACT APPARATUS | 132300 | 1 | 132300 | 1 | 132300
|  | deceleration, acceleration and deflection of a flowing fluid, there is a change of velocity and thus a change in momentum. Changes in momentum result in forces. In practice, the motive forces are used to convert kinetic energy into work done, for example in a Pelton turbine. |  |  |  |  | 0 | [6 empty] | deceleration, acceleration and deflection of a flowing fluid, there is a change of velocity and thus a change in momentum. Changes in momentum result in forces. In practice, the motive forces are used to convert kinetic energy into work done, for example in a Pelton turbine. |  |  |  |  | 0 |  |  | deceleration, acceleration and deflection of a flowing fluid, there is a change of velocity and thus a change in momentum. Changes in momentum result in forces. In practice, the motive forces are used to convert kinetic energy into work done, for example in a Pelton turbine. | [7 empty] | Description |  |  |  |  | 0
|  | In this unit jet forces are generated and studied with the aid of a water jet that acts on and is diverted by an interchangeable deflector. |  |  |  |  | 0 | [6 empty] | In this unit jet forces are generated and studied with the aid of a water jet that acts on and is diverted by an interchangeable deflector. |  |  |  |  | 0 |  |  | In this unit jet forces are generated and studied with the aid of a water jet that acts on and is diverted by an interchangeable deflector. | [7 empty] | During : |  |  |  |  | 0
|  | The experimental unit should includes a transparent tank, a nozzle, four interchangeable deflectors with different deflection angles and a weight-loaded scale. The force of the water jet is adjusted via the flow rate. |  |  |  |  | 0 | [6 empty] | The experimental unit should includes a transparent tank, a nozzle, four interchangeable deflectors with different deflection angles and a weight-loaded scale. The force of the water jet is adjusted via the flow rate. |  |  |  |  | 0 |  |  | The experimental unit should includes a transparent tank, a nozzle, four interchangeable deflectors with different deflection angles and a weight-loaded scale. The force of the water jet is adjusted via the flow rate. | [7 empty] | deceleration, acceleration and deflection of a flowing fluid, there is a change of velocity and thus a change in momentum. Changes in momentum result in forces. In practice, the motive forces are used to convert kinetic energy into work done, for example in a Pelton turbine. |  |  |  |  | 0
|  | Experiments study the influence of flow velocity and flow rate as well as of different deflection angles. The jet forces generated by the water jet are measured on the weight-loaded scale. The forces are calculated using the momentum equation and compared with the measurements. |  |  |  |  | 0 | [6 empty] | Experiments study the influence of flow velocity and flow rate as well as of different deflection angles. The jet forces generated by the water jet are measured on the weight-loaded scale. The forces are calculated using the momentum equation and compared with the measurements. |  |  |  |  | 0 |  |  | Experiments study the influence of flow velocity and flow rate as well as of different deflection angles. The jet forces generated by the water jet are measured on the weight-loaded scale. The forces are calculated using the momentum equation and compared with the measurements. | [7 empty] | In this unit jet forces are generated and studied with the aid of a water jet that acts on and is diverted by an interchangeable deflector. |  |  |  |  | 0
|  | The experimental unit is positioned easily and securely on the work surface of the Supply Unit (Hydraulic Bench) base module. The water is supplied and the flow rate measured by Supply Unit (Hydraulic Bench). |  |  |  |  | 0 | [6 empty] | The experimental unit is positioned easily and securely on the work surface of the Supply Unit (Hydraulic Bench) base module. The water is supplied and the flow rate measured by Supply Unit (Hydraulic Bench). |  |  |  |  | 0 |  |  | The experimental unit is positioned easily and securely on the work surface of the Supply Unit (Hydraulic Bench) base module. The water is supplied and the flow rate measured by Supply Unit (Hydraulic Bench). | [7 empty] | The experimental unit should includes a transparent tank, a nozzle, four interchangeable deflectors with different deflection angles and a weight-loaded scale. The force of the water jet is adjusted via the flow rate. |  |  |  |  | 0
|  | Technical data |  |  |  |  | 0 | [6 empty] | Technical data |  |  |  |  | 0 |  |  | Technical data | [7 empty] | Experiments study the influence of flow velocity and flow rate as well as of different deflection angles. The jet forces generated by the water jet are measured on the weight-loaded scale. The forces are calculated using the momentum equation and compared with the measurements. |  |  |  |  | 0
|  | Tank |  |  |  |  | 0 | [6 empty] | Tank |  |  |  |  | 0 |  |  | Tank | [7 empty] | The experimental unit is positioned easily and securely on the work surface of the Supply Unit (Hydraulic Bench) base module. The water is supplied and the flow rate measured by Supply Unit (Hydraulic Bench). |  |  |  |  | 0
|  | inner diameter: 200mm |  |  |  |  | 0 | [6 empty] | inner diameter: 200mm |  |  |  |  | 0 |  |  | inner diameter: 200mm | [7 empty] | Technical data |  |  |  |  | 0
|  | height: 340mm |  |  |  |  | 0 | [6 empty] | height: 340mm |  |  |  |  | 0 |  |  | height: 340mm | [7 empty] | Tank |  |  |  |  | 0
|  | Nozzle |  |  |  |  | 0 | [6 empty] | Nozzle |  |  |  |  | 0 |  |  | Nozzle | [7 empty] | inner diameter: 200mm |  |  |  |  | 0
|  | diameter: 8-10mm |  |  |  |  | 0 | [6 empty] | diameter: 8-10mm |  |  |  |  | 0 |  |  | diameter: 8-10mm | [7 empty] | height: 340mm |  |  |  |  | 0
|  | Deflector |  |  |  |  | 0 | [6 empty] | Deflector |  |  |  |  | 0 |  |  | Deflector | [7 empty] | Nozzle |  |  |  |  | 0
|  | flat surf ace: 90° |  |  |  |  | 0 | [6 empty] | flat surf ace: 90° |  |  |  |  | 0 |  |  | flat surf ace: 90° | [7 empty] | diameter: 8-10mm |  |  |  |  | 0
|  | oblique surface: 45°/135° |  |  |  |  | 0 | [6 empty] | oblique surface: 45°/135° |  |  |  |  | 0 |  |  | oblique surface: 45°/135° | [7 empty] | Deflector |  |  |  |  | 0
|  | semi-circular surface: 180° |  |  |  |  | 0 | [6 empty] | semi-circular surface: 180° |  |  |  |  | 0 |  |  | semi-circular surface: 180° | [7 empty] | flat surf ace: 90° |  |  |  |  | 0
|  | conical surface: 135° |  |  |  |  | 0 | [6 empty] | conical surface: 135° |  |  |  |  | 0 |  |  | conical surface: 135° | [7 empty] | oblique surface: 45°/135° |  |  |  |  | 0
|  | Weights |  |  |  |  | 0 | [6 empty] | Weights |  |  |  |  | 0 |  |  | Weights | [7 empty] | semi-circular surface: 180° |  |  |  |  | 0
|  | 4x 0,2N |  |  |  |  | 0 | [6 empty] | 4x 0,2N |  |  |  |  | 0 |  |  | 4x 0,2N | [7 empty] | conical surface: 135° |  |  |  |  | 0
|  | 3x 0,3N |  |  |  |  | 0 | [6 empty] | 3x 0,3N |  |  |  |  | 0 |  |  | 3x 0,3N | [7 empty] | Weights |  |  |  |  | 0
|  | 2x 1N |  |  |  |  | 0 | [6 empty] | 2x 1N |  |  |  |  | 0 |  |  | 2x 1N | [7 empty] | 4x 0,2N |  |  |  |  | 0
|  | 2x 2N |  |  |  |  | 0 | [6 empty] | 2x 2N |  |  |  |  | 0 |  |  | 2x 2N | [7 empty] | 3x 0,3N |  |  |  |  | 0
|  | 2x 5N |  |  |  |  | 0 | [6 empty] | 2x 5N |  |  |  |  | 0 |  |  | 2x 5N | [7 empty] | 2x 1N |  |  |  |  | 0
|  | Experimentation |  |  |  |  | 0 | [6 empty] | Experimentation |  |  |  |  | 0 |  |  | Experimentation | [7 empty] | 2x 2N |  |  |  |  | 0
|  | · demonstration of the principle of linear momentum |  |  |  |  | 0 | [6 empty] | · demonstration of the principle of linear momentum |  |  |  |  | 0 |  |  | · demonstration of the principle of linear momentum | [7 empty] | 2x 5N |  |  |  |  | 0
|  | · study of the jet forces |  |  |  |  | 0 | [6 empty] | · study of the jet forces |  |  |  |  | 0 |  |  | · study of the jet forces | [7 empty] | Experimentation |  |  |  |  | 0
|  | · influence of flow rate and flow velocity |  |  |  |  | 0 | [6 empty] | · influence of flow rate and flow velocity |  |  |  |  | 0 |  |  | · influence of flow rate and flow velocity | [7 empty] | · demonstration of the principle of linear momentum |  |  |  |  | 0
|  | · influence of different deflection angles |  |  |  |  | 0 | [6 empty] | · influence of different deflection angles |  |  |  |  | 0 |  |  | · influence of different deflection angles | [7 empty] | · study of the jet forces |  |  |  |  | 0
|  | Required for Operation: |  |  |  |  | 0 | [6 empty] | Required for Operation: |  |  |  |  | 0 |  |  | Required for Operation: | [7 empty] | · influence of flow rate and flow velocity |  |  |  |  | 0
|  | Hydraulic Bench |  |  |  |  | 0 | [6 empty] | Hydraulic Bench |  |  |  |  | 0 |  |  | Hydraulic Bench | [7 empty] | · influence of different deflection angles |  |  |  |  | 0
|  |  | Total |  | 4167100 |  | 0 | [7 empty] | Total |  | 4167100 |  | 0 |  |  |  | Total |  | 4167100 |  |  |  |  | Required for Operation: |  |  |  |  | 0
6 | Dynamics of Machinery |  | - | [8 empty] | 6 | Dynamics of Machinery |  | - |  |  |  |  | 6 | Dynamics of Machinery |  | - | [6 empty] | Hydraulic Bench |  |  |  |  | 0
| A | Four Bar Chain Mechanism | 11200 | 1 | 11200 | 1 | 11200 | [5 empty] | A | Four Bar Chain Mechanism | 11200 | 1 | 11200 |  | 0 |  | A | Four Bar Chain Mechanism | 11200 | 1 | 11200 | [5 empty] | Total |  | 4167100 |  | 919100
| B | Slide Crank Mechanism - Set of - 3 | 17150 | 1 | 17150 | 1 | 17150 | [5 empty] | B | Slide Crank Mechanism - Set of - 3 | 17150 | 1 | 17150 |  | 0 |  | B | Slide Crank Mechanism - Set of - 3 | 17150 | 1 | 17150 |  |  | 6 | Dynamics of Machinery |  | -
| C | Slip & creep measurement apparatus | 273000 | 1 | 273000 |  | 0 | [5 empty] | C | Slip & creep measurement apparatus | 273000 | 1 | 273000 |  | 0 |  | C | Slip & creep measurement apparatus | 273000 | 1 | 273000 |  |  |  | A | Four Bar Chain Mechanism | 11200 | 1 | 11200 | 1 | 11200
|  | The apparatus consists of a variable speed D.C. Motor, Driving pulley and Driven pulley of equal diameter. The pulleys ore mounted on input shaft (Motor Shaft) and output shaft. The driven pulleys can slide on the base with bearing block to change initial tension in belt. Brake drum mounted on output shaft helps to measure power output. The motor speed is varied by dimmer stat. A two channel RPM Indicator is provided to measure speeds of driven and driving pullies respectively.\ |  |  |  |  | 0 | [6 empty] | The apparatus consists of a variable speed D.C. Motor, Driving pulley and Driven pulley of equal diameter. The pulleys ore mounted on input shaft (Motor Shaft) and output shaft. The driven pulleys can slide on the base with bearing block to change initial tension in belt. Brake drum mounted on output shaft helps to measure power output. The motor speed is varied by dimmer stat. A two channel RPM Indicator is provided to measure speeds of driven and driving pullies respectively.\ |  |  |  |  | 0 |  |  | The apparatus consists of a variable speed D.C. Motor, Driving pulley and Driven pulley of equal diameter. The pulleys ore mounted on input shaft (Motor Shaft) and output shaft. The driven pulleys can slide on the base with bearing block to change initial tension in belt. Brake drum mounted on output shaft helps to measure power output. The motor speed is varied by dimmer stat. A two channel RPM Indicator is provided to measure speeds of driven and driving pullies respectively.\ | [6 empty] | B | Slide Crank Mechanism - Set of - 3 | 17150 | 1 | 17150 | 1 | 17150
|  | Specifications: |  |  |  |  | 0 | [6 empty] | Specifications: |  |  |  |  | 0 |  |  | Specifications: | [6 empty] | C | Slip & creep measurement apparatus | 273000 | 1 | 273000 | 1 | 273000
|  | D.C. Motor:1 HP 1500 RPM, variable speed. |  |  |  |  | 0 | [6 empty] | D.C. Motor:1 HP 1500 RPM, variable speed. |  |  |  |  | 0 |  |  | D.C. Motor:1 HP 1500 RPM, variable speed. | [7 empty] | The apparatus consists of a variable speed D.C. Motor, Driving pulley and Driven pulley of equal diameter. The pulleys ore mounted on input shaft (Motor Shaft) and output shaft. The driven pulleys can slide on the base with bearing block to change initial tension in belt. Brake drum mounted on output shaft helps to measure power output. The motor speed is varied by dimmer stat. A two channel RPM Indicator is provided to measure speeds of driven and driving pullies respectively.\ |  |  |  |  | 0
|  | Driving & Driven pullies of equal diameters. |  |  |  |  | 0 | [6 empty] | Driving & Driven pullies of equal diameters. |  |  |  |  | 0 |  |  | Driving & Driven pullies of equal diameters. | [7 empty] | Specifications: |  |  |  |  | 0
|  | Brake drum along with spring balance. |  |  |  |  | 0 | [6 empty] | Brake drum along with spring balance. |  |  |  |  | 0 |  |  | Brake drum along with spring balance. | [7 empty] | D.C. Motor:1 HP 1500 RPM, variable speed. |  |  |  |  | 0
|  | Flat Belt of fixed length of following materials: |  |  |  |  | 0 | [6 empty] | Flat Belt of fixed length of following materials: |  |  |  |  | 0 |  |  | Flat Belt of fixed length of following materials: | [7 empty] | Driving & Driven pullies of equal diameters. |  |  |  |  | 0
|  | Fabric Belt , Rubber Belt tightening arrangement, |  |  |  |  | 0 | [6 empty] | Fabric Belt , Rubber Belt tightening arrangement, |  |  |  |  | 0 |  |  | Fabric Belt , Rubber Belt tightening arrangement, | [7 empty] | Brake drum along with spring balance. |  |  |  |  | 0
|  | Speed Controller |  |  |  |  | 0 | [6 empty] | Speed Controller |  |  |  |  | 0 |  |  | Speed Controller | [7 empty] | Flat Belt of fixed length of following materials: |  |  |  |  | 0
|  | Unit, Two Channel digital APM Indicator Stroboscope. |  |  |  |  | 0 | [6 empty] | Unit, Two Channel digital APM Indicator Stroboscope. |  |  |  |  | 0 |  |  | Unit, Two Channel digital APM Indicator Stroboscope. | [7 empty] | Fabric Belt , Rubber Belt tightening arrangement, |  |  |  |  | 0
|  | Range of Experiment: |  |  |  |  | 0 | [6 empty] | Range of Experiment: |  |  |  |  | 0 |  |  | Range of Experiment: | [7 empty] | Speed Controller |  |  |  |  | 0
|  | To measure co-efficient of friction between pulley material and different Belt materials. |  |  |  |  | 0 | [6 empty] | To measure co-efficient of friction between pulley material and different Belt materials. |  |  |  |  | 0 |  |  | To measure co-efficient of friction between pulley material and different Belt materials. | [7 empty] | Unit, Two Channel digital APM Indicator Stroboscope. |  |  |  |  | 0
|  | To measure power transmitted with varied belt tensions and plotting graph of (T1- T2). Tension Characteristics. |  |  |  |  | 0 | [6 empty] | To measure power transmitted with varied belt tensions and plotting graph of (T1- T2). Tension Characteristics. |  |  |  |  | 0 |  |  | To measure power transmitted with varied belt tensions and plotting graph of (T1- T2). Tension Characteristics. | [7 empty] | Range of Experiment: |  |  |  |  | 0
|  | To measure percentage slip at fixed belt tension by varying load on brake drum and plot graph of (T1-T2) vs percentage slip Le. Slip Characteristics. Finding a creep zone from graph. |  |  |  |  | 0 | [6 empty] | To measure percentage slip at fixed belt tension by varying load on brake drum and plot graph of (T1-T2) vs percentage slip Le. Slip Characteristics. Finding a creep zone from graph. |  |  |  |  | 0 |  |  | To measure percentage slip at fixed belt tension by varying load on brake drum and plot graph of (T1-T2) vs percentage slip Le. Slip Characteristics. Finding a creep zone from graph. | [7 empty] | To measure co-efficient of friction between pulley material and different Belt materials. |  |  |  |  | 0
|  | To measure belt slip speed and observe the limiting value float at constant Speed when the slip just starts. |  |  |  |  | 0 | [6 empty] | To measure belt slip speed and observe the limiting value float at constant Speed when the slip just starts. |  |  |  |  | 0 |  |  | To measure belt slip speed and observe the limiting value float at constant Speed when the slip just starts. | [7 empty] | To measure power transmitted with varied belt tensions and plotting graph of (T1- T2). Tension Characteristics. |  |  |  |  | 0
| D | Cam Analysis Machine | 119000 | 1 | 119000 |  | 0 | [5 empty] | D | Cam Analysis Machine | 119000 | 1 | 119000 |  | 0 |  | D | Cam Analysis Machine | 119000 | 1 | 119000 |  |  |  |  | To measure percentage slip at fixed belt tension by varying load on brake drum and plot graph of (T1-T2) vs percentage slip Le. Slip Characteristics. Finding a creep zone from graph. |  |  |  |  | 0
|  | The apparatus is designed to study the cam profiles and performance of cam and follower system. The apparatus consists of a shaft supported by ball bearings upon which three different types of cams be mounted. The push rod for follower is supported vertically, which can adopt three different types of followers. Cams and followers can be changed easily. A variable speed motor rotates the cam. A dial gauge permits plotting of follower displacement with respect to cam position. By operating the system at different Speeds, jump speed can be found and also the effect of weight and spring force on jump speed can be studied. Jump can be visualized also with the help of an optional stroboscope. |  |  |  |  | 0 | [6 empty] | The apparatus is designed to study the cam profiles and performance of cam and follower system. The apparatus consists of a shaft supported by ball bearings upon which three different types of cams be mounted. The push rod for follower is supported vertically, which can adopt three different types of followers. Cams and followers can be changed easily. A variable speed motor rotates the cam. A dial gauge permits plotting of follower displacement with respect to cam position. By operating the system at different Speeds, jump speed can be found and also the effect of weight and spring force on jump speed can be studied. Jump can be visualized also with the help of an optional stroboscope. |  |  |  |  | 0 |  |  | The apparatus is designed to study the cam profiles and performance of cam and follower system. The apparatus consists of a shaft supported by ball bearings upon which three different types of cams be mounted. The push rod for follower is supported vertically, which can adopt three different types of followers. Cams and followers can be changed easily. A variable speed motor rotates the cam. A dial gauge permits plotting of follower displacement with respect to cam position. By operating the system at different Speeds, jump speed can be found and also the effect of weight and spring force on jump speed can be studied. Jump can be visualized also with the help of an optional stroboscope. | [7 empty] | To measure belt slip speed and observe the limiting value float at constant Speed when the slip just starts. |  |  |  |  | 0
|  | Specifications: |  |  |  |  | 0 | [6 empty] | Specifications: |  |  |  |  | 0 |  |  | Specifications: | [6 empty] | D | Cam Analysis Machine | 119000 | 1 | 119000 |  | 0
|  | · Cam-Eccentric, tangent and circular ARC type- one each |  |  |  |  | 0 | [6 empty] | · Cam-Eccentric, tangent and circular ARC type- one each |  |  |  |  | 0 |  |  | · Cam-Eccentric, tangent and circular ARC type- one each | [7 empty] | The apparatus is designed to study the cam profiles and performance of cam and follower system. The apparatus consists of a shaft supported by ball bearings upon which three different types of cams be mounted. The push rod for follower is supported vertically, which can adopt three different types of followers. Cams and followers can be changed easily. A variable speed motor rotates the cam. A dial gauge permits plotting of follower displacement with respect to cam position. By operating the system at different Speeds, jump speed can be found and also the effect of weight and spring force on jump speed can be studied. Jump can be visualized also with the help of an optional stroboscope. |  |  |  |  | 0
|  | · Follower- mushroom, flat faced end roller type- one each |  |  |  |  | 0 | [6 empty] | · Follower- mushroom, flat faced end roller type- one each |  |  |  |  | 0 |  |  | · Follower- mushroom, flat faced end roller type- one each | [7 empty] | Specifications: |  |  |  |  | 0
|  | · Cams and followers are hardened to reduce wear of the surfaces. |  |  |  |  | 0 | [6 empty] | · Cams and followers are hardened to reduce wear of the surfaces. |  |  |  |  | 0 |  |  | · Cams and followers are hardened to reduce wear of the surfaces. | [7 empty] | · Cam-Eccentric, tangent and circular ARC type- one each |  |  |  |  | 0
|  | · Variable speed motor coupled to cam shaft of suitable range and Variac |  |  |  |  | 0 | [6 empty] | · Variable speed motor coupled to cam shaft of suitable range and Variac |  |  |  |  | 0 |  |  | · Variable speed motor coupled to cam shaft of suitable range and Variac | [7 empty] | · Follower- mushroom, flat faced end roller type- one each |  |  |  |  | 0
|  | · A dial gauge to note the follower displacement. |  |  |  |  | 0 | [6 empty] | · A dial gauge to note the follower displacement. |  |  |  |  | 0 |  |  | · A dial gauge to note the follower displacement. | [7 empty] | · Cams and followers are hardened to reduce wear of the surfaces. |  |  |  |  | 0
| E | Epicyclic Gear Train and Torque Holding Apparatus | 276500 | 1 | 276500 |  | 0 | [5 empty] | E | Epicyclic Gear Train and Torque Holding Apparatus | 276500 | 1 | 276500 |  | 0 |  | E | Epicyclic Gear Train and Torque Holding Apparatus | 276500 | 1 | 276500 |  |  |  |  | · Variable speed motor coupled to cam shaft of suitable range and Variac |  |  |  |  | 0
|  | It is a motorized unit consisting of SUN gear mounted on input shaft. These planet gears are mounted on a common arm to which output shaft is fitted. Loading arrangement is provided for loading the system and to measure Holding Torque. |  |  |  |  | 0 | [6 empty] | It is a motorized unit consisting of SUN gear mounted on input shaft. These planet gears are mounted on a common arm to which output shaft is fitted. Loading arrangement is provided for loading the system and to measure Holding Torque. |  |  |  |  | 0 |  |  | It is a motorized unit consisting of SUN gear mounted on input shaft. These planet gears are mounted on a common arm to which output shaft is fitted. Loading arrangement is provided for loading the system and to measure Holding Torque. | [7 empty] | · A dial gauge to note the follower displacement. |  |  |  |  | 0
|  | SPECIFICATIONS |  |  |  |  | 0 | [6 empty] | SPECIFICATIONS |  |  |  |  | 0 |  |  | SPECIFICATIONS | [6 empty] | E | Epicyclic Gear Train and Torque Holding Apparatus | 276500 | 1 | 276500 |  | 0
|  | External type Epicyclic Gear Train: |  |  |  |  | 0 | [6 empty] | External type Epicyclic Gear Train: |  |  |  |  | 0 |  |  | External type Epicyclic Gear Train: | [7 empty] | It is a motorized unit consisting of SUN gear mounted on input shaft. These planet gears are mounted on a common arm to which output shaft is fitted. Loading arrangement is provided for loading the system and to measure Holding Torque. |  |  |  |  | 0
|  | Bearing blocks for Input & output shafts |  |  |  |  | 0 | [6 empty] | Bearing blocks for Input & output shafts |  |  |  |  | 0 |  |  | Bearing blocks for Input & output shafts | [7 empty] | SPECIFICATIONS |  |  |  |  | 0
|  | A gear train with Holding drum and holding |  |  |  |  | 0 | [6 empty] | A gear train with Holding drum and holding |  |  |  |  | 0 |  |  | A gear train with Holding drum and holding | [7 empty] | External type Epicyclic Gear Train: |  |  |  |  | 0
|  | Internal Typo Epicyclic Gear Train: |  |  |  |  | 0 | [6 empty] | Internal Typo Epicyclic Gear Train: |  |  |  |  | 0 |  |  | Internal Typo Epicyclic Gear Train: | [7 empty] | Bearing blocks for Input & output shafts |  |  |  |  | 0
|  | A compact Gear Train. |  |  |  |  | 0 | [6 empty] | A compact Gear Train. |  |  |  |  | 0 |  |  | A compact Gear Train. | [7 empty] | A gear train with Holding drum and holding |  |  |  |  | 0
|  | Variable speed D.C. Motor |  |  |  |  | 0 | [6 empty] | Variable speed D.C. Motor |  |  |  |  | 0 |  |  | Variable speed D.C. Motor | [7 empty] | Internal Typo Epicyclic Gear Train: |  |  |  |  | 0
|  | Rope brake arrangement to measure output torque and holding torque. |  |  |  |  | 0 | [6 empty] | Rope brake arrangement to measure output torque and holding torque. |  |  |  |  | 0 |  |  | Rope brake arrangement to measure output torque and holding torque. | [7 empty] | A compact Gear Train. |  |  |  |  | 0
|  | Control Panel comprising of : |  |  |  |  | 0 | [6 empty] | Control Panel comprising of : |  |  |  |  | 0 |  |  | Control Panel comprising of : | [7 empty] | Variable speed D.C. Motor |  |  |  |  | 0
|  | Digital Ammeter and Voltmeter. |  |  |  |  | 0 | [6 empty] | Digital Ammeter and Voltmeter. |  |  |  |  | 0 |  |  | Digital Ammeter and Voltmeter. | [7 empty] | Rope brake arrangement to measure output torque and holding torque. |  |  |  |  | 0
|  | RPM Indicator. |  |  |  |  | 0 | [6 empty] | RPM Indicator. |  |  |  |  | 0 |  |  | RPM Indicator. | [7 empty] | Control Panel comprising of : |  |  |  |  | 0
|  | Speed Controller. |  |  |  |  | 0 | [6 empty] | Speed Controller. |  |  |  |  | 0 |  |  | Speed Controller. | [7 empty] | Digital Ammeter and Voltmeter. |  |  |  |  | 0
| F | Motorized Gyroscope | 112000 | 1 | 112000 | 1 | 112000 | [5 empty] | F | Motorized Gyroscope | 112000 | 1 | 112000 |  | 0 |  | F | Motorized Gyroscope | 112000 | 1 | 112000 |  |  |  |  | RPM Indicator. |  |  |  |  | 0
|  | The apparatus Consists of a rotor mounted in bearings, this rotor is free to rotate about |  |  |  |  | 0 | [6 empty] | The apparatus Consists of a rotor mounted in bearings, this rotor is free to rotate about |  |  |  |  | 0 |  |  | The apparatus Consists of a rotor mounted in bearings, this rotor is free to rotate about | [7 empty] | Speed Controller. |  |  |  |  | 0
|  | a. Its own axis i.e. axis of spin. |  |  |  |  | 0 | [6 empty] | a. Its own axis i.e. axis of spin. |  |  |  |  | 0 |  |  | a. Its own axis i.e. axis of spin. | [6 empty] | F | Motorized Gyroscope | 112000 | 1 | 112000 | 1 | 112000
|  | b. Axis at precession. |  |  |  |  | 0 | [6 empty] | b. Axis at precession. |  |  |  |  | 0 |  |  | b. Axis at precession. | [7 empty] | The apparatus Consists of a rotor mounted in bearings, this rotor is free to rotate about |  |  |  |  | 0
|  | c. Axis of gyroscopic couple |  |  |  |  | 0 | [6 empty] | c. Axis of gyroscopic couple |  |  |  |  | 0 |  |  | c. Axis of gyroscopic couple | [7 empty] | a. Its own axis i.e. axis of spin. |  |  |  |  | 0
|  | The rotor is connected to the variable speed motor. The weight of the motor is balanced by another weight which is on either side of the rotor, by putting weights on the weight platform torque can be supplied to rotor, which is also called gyroscopic couple |  |  |  |  | 0 | [6 empty] | The rotor is connected to the variable speed motor. The weight of the motor is balanced by another weight which is on either side of the rotor, by putting weights on the weight platform torque can be supplied to rotor, which is also called gyroscopic couple |  |  |  |  | 0 |  |  | The rotor is connected to the variable speed motor. The weight of the motor is balanced by another weight which is on either side of the rotor, by putting weights on the weight platform torque can be supplied to rotor, which is also called gyroscopic couple | [7 empty] | b. Axis at precession. |  |  |  |  | 0
|  | Specifications: |  |  |  |  | 0 | [6 empty] | Specifications: |  |  |  |  | 0 |  |  | Specifications: | [7 empty] | c. Axis of gyroscopic couple |  |  |  |  | 0
|  | Rotor diameter 250mm free about 3 axis of rotation driven by |  |  |  |  | 0 | [6 empty] | Rotor diameter 250mm free about 3 axis of rotation driven by |  |  |  |  | 0 |  |  | Rotor diameter 250mm free about 3 axis of rotation driven by | [7 empty] | The rotor is connected to the variable speed motor. The weight of the motor is balanced by another weight which is on either side of the rotor, by putting weights on the weight platform torque can be supplied to rotor, which is also called gyroscopic couple |  |  |  |  | 0
|  | Variable speed motor. |  |  |  |  | 0 | [6 empty] | Variable speed motor. |  |  |  |  | 0 |  |  | Variable speed motor. | [7 empty] | Specifications: |  |  |  |  | 0
|  | Dimmer-stat to control the motor speed. |  |  |  |  | 0 | [6 empty] | Dimmer-stat to control the motor speed. |  |  |  |  | 0 |  |  | Dimmer-stat to control the motor speed. | [7 empty] | Rotor diameter 250mm free about 3 axis of rotation driven by |  |  |  |  | 0
|  | Stopwatch to measure the angular speed about the axis of procession. |  |  |  |  | 0 | [6 empty] | Stopwatch to measure the angular speed about the axis of procession. |  |  |  |  | 0 |  |  | Stopwatch to measure the angular speed about the axis of procession. | [7 empty] | Variable speed motor. |  |  |  |  | 0
|  | Weights: 0.2Kg, 0.5Kg, 1Kg. |  |  |  |  | 0 | [6 empty] | Weights: 0.2Kg, 0.5Kg, 1Kg. |  |  |  |  | 0 |  |  | Weights: 0.2Kg, 0.5Kg, 1Kg. | [7 empty] | Dimmer-stat to control the motor speed. |  |  |  |  | 0
| G | Motorized Governor Apparatus | 119000 | 1 | 119000 | 1 | 119000 | [5 empty] | G | Motorized Governor Apparatus | 119000 | 1 | 119000 |  | 0 |  | G | Motorized Governor Apparatus | 119000 | 1 | 119000 |  |  |  |  | Stopwatch to measure the angular speed about the axis of procession. |  |  |  |  | 0
|  | The unit consists of a main spindle driven by a variable speed motor. Three different governor assemblies can be mounted over the spindle. Pointer measures the lift of the governor. Students can calculate characteristic of governor and compare their performance viz. sensitivities, stability, governor effort, etc |  |  |  |  | 0 | [6 empty] | The unit consists of a main spindle driven by a variable speed motor. Three different governor assemblies can be mounted over the spindle. Pointer measures the lift of the governor. Students can calculate characteristic of governor and compare their performance viz. sensitivities, stability, governor effort, etc |  |  |  |  | 0 |  |  | The unit consists of a main spindle driven by a variable speed motor. Three different governor assemblies can be mounted over the spindle. Pointer measures the lift of the governor. Students can calculate characteristic of governor and compare their performance viz. sensitivities, stability, governor effort, etc | [7 empty] | Weights: 0.2Kg, 0.5Kg, 1Kg. |  |  |  |  | 0
|  | SPECIFICATIONS |  |  |  |  | 0 | [6 empty] | SPECIFICATIONS |  |  |  |  | 0 |  |  | SPECIFICATIONS | [6 empty] | G | Motorized Governor Apparatus | 119000 | 1 | 119000 |  | 0
|  | Governor assemblies Hartnell, porter& porpel governor assembly one each with rotating weights. |  |  |  |  | 0 | [6 empty] | Governor assemblies Hartnell, porter& porpel governor assembly one each with rotating weights. |  |  |  |  | 0 |  |  | Governor assemblies Hartnell, porter& porpel governor assembly one each with rotating weights. | [7 empty] | The unit consists of a main spindle driven by a variable speed motor. Three different governor assemblies can be mounted over the spindle. Pointer measures the lift of the governor. Students can calculate characteristic of governor and compare their performance viz. sensitivities, stability, governor effort, etc |  |  |  |  | 0
|  | Variable speed FHP D.C. motor to drive the main spindle. |  |  |  |  | 0 | [6 empty] | Variable speed FHP D.C. motor to drive the main spindle. |  |  |  |  | 0 |  |  | Variable speed FHP D.C. motor to drive the main spindle. | [7 empty] | SPECIFICATIONS |  |  |  |  | 0
|  | Sliding weights for porter & proell governor. |  |  |  |  | 0 | [6 empty] | Sliding weights for porter & proell governor. |  |  |  |  | 0 |  |  | Sliding weights for porter & proell governor. | [7 empty] | Governor assemblies Hartnell, porter& porpel governor assembly one each with rotating weights. |  |  |  |  | 0
|  | Scale & a pointer to measure governor lift. |  |  |  |  | 0 | [6 empty] | Scale & a pointer to measure governor lift. |  |  |  |  | 0 |  |  | Scale & a pointer to measure governor lift. | [7 empty] | Variable speed FHP D.C. motor to drive the main spindle. |  |  |  |  | 0
|  | Spring & Spring compression adjustment arrangement. |  |  |  |  | 0 | [6 empty] | Spring & Spring compression adjustment arrangement. |  |  |  |  | 0 |  |  | Spring & Spring compression adjustment arrangement. | [7 empty] | Sliding weights for porter & proell governor. |  |  |  |  | 0
| H | Static & Dynamic Balancing Apparatus. | 91000 | 1 | 91000 |  | 0 | [5 empty] | H | Static & Dynamic Balancing Apparatus. | 91000 | 1 | 91000 |  | 0 |  | H | Static & Dynamic Balancing Apparatus. | 91000 | 1 | 91000 |  |  |  |  | Scale & a pointer to measure governor lift. |  |  |  |  | 0
|  | Equipment is designed for carrying out the experiment for balancing 8 rotation mass systems. The apparatus consists of a stainless steel shaft fixed in a rectangular frame. A set of four blocks with a clamping arrangement is provided for static balancing. Each block is individually clamped on shaft and its relative weight is found out using cord and container system in terms of number of steel bans. For dynamic balancing a moment polygon is drawn using relative weights and angular and axial position of blocks is determined. The block are clamped on shaft is rotated by a motor to check dynamic balance of the system. The system is provided with angular and longitudinal scales and is suspended with chains for dynamic balancing. |  |  |  |  | 0 | [6 empty] | Equipment is designed for carrying out the experiment for balancing 8 rotation mass systems. The apparatus consists of a stainless steel shaft fixed in a rectangular frame. A set of four blocks with a clamping arrangement is provided for static balancing. Each block is individually clamped on shaft and its relative weight is found out using cord and container system in terms of number of steel bans. For dynamic balancing a moment polygon is drawn using relative weights and angular and axial position of blocks is determined. The block are clamped on shaft is rotated by a motor to check dynamic balance of the system. The system is provided with angular and longitudinal scales and is suspended with chains for dynamic balancing. |  |  |  |  | 0 |  |  | Equipment is designed for carrying out the experiment for balancing 8 rotation mass systems. The apparatus consists of a stainless steel shaft fixed in a rectangular frame. A set of four blocks with a clamping arrangement is provided for static balancing. Each block is individually clamped on shaft and its relative weight is found out using cord and container system in terms of number of steel bans. For dynamic balancing a moment polygon is drawn using relative weights and angular and axial position of blocks is determined. The block are clamped on shaft is rotated by a motor to check dynamic balance of the system. The system is provided with angular and longitudinal scales and is suspended with chains for dynamic balancing. | [7 empty] | Spring & Spring compression adjustment arrangement. |  |  |  |  | 0
|  | Experiments: |  |  |  |  | 0 | [6 empty] | Experiments: |  |  |  |  | 0 |  |  | Experiments: | [6 empty] | H | Static & Dynamic Balancing Apparatus. | 91000 | 1 | 91000 |  | 0
|  | 1. To balance the masses statically and dynamically of a single rotating mass system. |  |  |  |  | 0 | [6 empty] | 1. To balance the masses statically and dynamically of a single rotating mass system. |  |  |  |  | 0 |  |  | 1. To balance the masses statically and dynamically of a single rotating mass system. | [7 empty] | Equipment is designed for carrying out the experiment for balancing 8 rotation mass systems. The apparatus consists of a stainless steel shaft fixed in a rectangular frame. A set of four blocks with a clamping arrangement is provided for static balancing. Each block is individually clamped on shaft and its relative weight is found out using cord and container system in terms of number of steel bans. For dynamic balancing a moment polygon is drawn using relative weights and angular and axial position of blocks is determined. The block are clamped on shaft is rotated by a motor to check dynamic balance of the system. The system is provided with angular and longitudinal scales and is suspended with chains for dynamic balancing. |  |  |  |  | 0
|  | 2. To observe the effect of unbalance in a rotating mass system. |  |  |  |  | 0 | [6 empty] | 2. To observe the effect of unbalance in a rotating mass system. |  |  |  |  | 0 |  |  | 2. To observe the effect of unbalance in a rotating mass system. | [7 empty] | Experiments: |  |  |  |  | 0
|  | Technical Specification |  |  |  |  | 0 | [6 empty] | Technical Specification |  |  |  |  | 0 |  |  | Technical Specification | [7 empty] | 1. To balance the masses statically and dynamically of a single rotating mass system. |  |  |  |  | 0
|  | Drive Motor - FHP Motor, variable speed, with speed controller |  |  |  |  | 0 | [6 empty] | Drive Motor - FHP Motor, variable speed, with speed controller |  |  |  |  | 0 |  |  | Drive Motor - FHP Motor, variable speed, with speed controller | [7 empty] | 2. To observe the effect of unbalance in a rotating mass system. |  |  |  |  | 0
|  | Balancing Weight - 4 Nos. of Stainless Steel with different sized eccentric |  |  |  |  | 0 | [6 empty] | Balancing Weight - 4 Nos. of Stainless Steel with different sized eccentric |  |  |  |  | 0 |  |  | Balancing Weight - 4 Nos. of Stainless Steel with different sized eccentric | [7 empty] | Technical Specification |  |  |  |  | 0
|  | Mass for varying unbalance |  |  |  |  | 0 | [6 empty] | Mass for varying unbalance |  |  |  |  | 0 |  |  | Mass for varying unbalance | [7 empty] | Drive Motor - FHP Motor, variable speed, with speed controller |  |  |  |  | 0
|  | Rotating Shaft – Material Stainless Steel |  |  |  |  | 0 | [6 empty] | Rotating Shaft – Material Stainless Steel |  |  |  |  | 0 |  |  | Rotating Shaft – Material Stainless Steel | [7 empty] | Balancing Weight - 4 Nos. of Stainless Steel with different sized eccentric |  |  |  |  | 0
|  | 0.5 kW, 220V, Single Phase |  |  |  |  | 0 | [6 empty] | 0.5 kW, 220V, Single Phase |  |  |  |  | 0 |  |  | 0.5 kW, 220V, Single Phase | [7 empty] | Mass for varying unbalance |  |  |  |  | 0
| I | Bar Pendulum or Compound Pendulum | 5250 | 1 | 5250 |  | 0 | [5 empty] | I | Bar Pendulum or Compound Pendulum | 5250 | 1 | 5250 |  | 0 |  | I | Bar Pendulum or Compound Pendulum | 5250 | 1 | 5250 |  |  |  |  | Rotating Shaft – Material Stainless Steel |  |  |  |  | 0
| J | Rope Brake Dynamometer | 23800 | 1 | 23800 |  | 0 | [5 empty] | J | Rope Brake Dynamometer | 23800 | 1 | 23800 |  | 0 |  | J | Rope Brake Dynamometer | 23800 | 1 | 23800 |  |  |  |  | 0.5 kW, 220V, Single Phase |  |  |  |  | 0
| K | Prony Brake Dynamometer | 20300 | 1 | 20300 |  | 0 | [5 empty] | K | Prony Brake Dynamometer | 20300 | 1 | 20300 |  | 0 |  | K | Prony Brake Dynamometer | 20300 | 1 | 20300 |  |  |  | I | Bar Pendulum or Compound Pendulum | 5250 | 1 | 5250 |  | 0
| L | Whirling of Shaft Apparatus. | 135800 | 1 | 135800 |  | 0 | [5 empty] | L | Whirling of Shaft Apparatus. | 135800 | 1 | 135800 |  | 0 |  | L | Whirling of Shaft Apparatus. | 135800 | 1 | 135800 |  |  |  | J | Rope Brake Dynamometer | 23800 | 1 | 23800 |  | 0
|  | The unit consists of a base upon which the bearing holders and driving motor and bearing can be fitted in a holders to end conditions of test shafts. |  |  |  |  | 0 | [6 empty] | The unit consists of a base upon which the bearing holders and driving motor and bearing can be fitted in a holders to end conditions of test shafts. |  |  |  |  | 0 |  |  | The unit consists of a base upon which the bearing holders and driving motor and bearing can be fitted in a holders to end conditions of test shafts. | [6 empty] | K | Prony Brake Dynamometer | 20300 | 1 | 20300 |  | 0
|  | A variac provides control of driving motor. The unit demonstrates the phenomenon of whirling of shafts with single rotor as the test is destructive after the test same shaft cannot be used again, hence the unit only demonstrates the principle. |  |  |  |  | 0 | [6 empty] | A variac provides control of driving motor. The unit demonstrates the phenomenon of whirling of shafts with single rotor as the test is destructive after the test same shaft cannot be used again, hence the unit only demonstrates the principle. |  |  |  |  | 0 |  |  | A variac provides control of driving motor. The unit demonstrates the phenomenon of whirling of shafts with single rotor as the test is destructive after the test same shaft cannot be used again, hence the unit only demonstrates the principle. | [6 empty] | L | Whirling of Shaft Apparatus. | 135800 | 1 | 135800 |  | 0
|  | Specifications: |  |  |  |  | 0 | [6 empty] | Specifications: |  |  |  |  | 0 |  |  | Specifications: | [7 empty] | The unit consists of a base upon which the bearing holders and driving motor and bearing can be fitted in a holders to end conditions of test shafts. |  |  |  |  | 0
|  | Test shaft: 4.75 mm, 6.35 mm and 7.9 mm- 2 each. |  |  |  |  | 0 | [6 empty] | Test shaft: 4.75 mm, 6.35 mm and 7.9 mm- 2 each. |  |  |  |  | 0 |  |  | Test shaft: 4.75 mm, 6.35 mm and 7.9 mm- 2 each. | [7 empty] | A variac provides control of driving motor. The unit demonstrates the phenomenon of whirling of shafts with single rotor as the test is destructive after the test same shaft cannot be used again, hence the unit only demonstrates the principle. |  |  |  |  | 0
|  | Bearing to provided end conditions, |  |  |  |  | 0 | [6 empty] | Bearing to provided end conditions, |  |  |  |  | 0 |  |  | Bearing to provided end conditions, | [7 empty] | Specifications: |  |  |  |  | 0
|  | (a) Both ends fixed, (b) One end fixed and one end free. |  |  |  |  | 0 | [6 empty] | (a) Both ends fixed, (b) One end fixed and one end free. |  |  |  |  | 0 |  |  | (a) Both ends fixed, (b) One end fixed and one end free. | [7 empty] | Test shaft: 4.75 mm, 6.35 mm and 7.9 mm- 2 each. |  |  |  |  | 0
|  | Drive motor 1/8 HP. 1500 rpm with control |  |  |  |  | 0 | [6 empty] | Drive motor 1/8 HP. 1500 rpm with control |  |  |  |  | 0 |  |  | Drive motor 1/8 HP. 1500 rpm with control | [7 empty] | Bearing to provided end conditions, |  |  |  |  | 0
|  | Arrangement. |  |  |  |  | 0 | [6 empty] | Arrangement. |  |  |  |  | 0 |  |  | Arrangement. | [7 empty] | (a) Both ends fixed, (b) One end fixed and one end free. |  |  |  |  | 0
|  | The whole unit is mounted on a sturdy base. |  |  |  |  | 0 | [6 empty] | The whole unit is mounted on a sturdy base. |  |  |  |  | 0 |  |  | The whole unit is mounted on a sturdy base. | [7 empty] | Drive motor 1/8 HP. 1500 rpm with control |  |  |  |  | 0
|  | Rotor for each shaft of suitable size. |  |  |  |  | 0 | [6 empty] | Rotor for each shaft of suitable size. |  |  |  |  | 0 |  |  | Rotor for each shaft of suitable size. | [7 empty] | Arrangement. |  |  |  |  | 0
|  |  | Total |  | 1204000 |  | 259350 | [7 empty] | Total |  | 1204000 |  | 0 |  |  |  | Total |  | 1204000 |  |  |  |  | The whole unit is mounted on a sturdy base. |  |  |  |  | 0
7 | Design of Machine Lab | [10 empty] | 7 | Design of Machine Lab | [6 empty] | 7 | Design of Machine Lab | [8 empty] | Rotor for each shaft of suitable size. |  |  |  |  | 0
| A | JOURNAL BEARING TEST RIG | 289800 | 1 | 289800 |  | 0 | [5 empty] | A | JOURNAL BEARING TEST RIG | 289800 | 1 | 289800 |  | 0 |  | A | JOURNAL BEARING TEST RIG | 289800 | 1 | 289800 | [5 empty] | Total |  | 1204000 |  | 413350
|  | DESCRIPTION: |  |  |  |  | 0 | [6 empty] | DESCRIPTION: |  |  |  |  | 0 |  |  | DESCRIPTION: | [5 empty] | 7 | Design of Machine Lab
|  | The apparatus consists of a plain steel shaft excavated in a bearing and directly driven by a FHP Motor. The bearing is freely supported on the shaft and sealed at the motor end. The speed of the motor is controlled by the speed control unit. Manometer is mounted on bearing to measure the pressure at different position around the circumference. Bearing is free to rotate and can be adjusted at any position of circular scale. The bearing can be loaded by attaching weights to the arm supported beneath it. |  |  |  |  | 0 | [6 empty] | The apparatus consists of a plain steel shaft excavated in a bearing and directly driven by a FHP Motor. The bearing is freely supported on the shaft and sealed at the motor end. The speed of the motor is controlled by the speed control unit. Manometer is mounted on bearing to measure the pressure at different position around the circumference. Bearing is free to rotate and can be adjusted at any position of circular scale. The bearing can be loaded by attaching weights to the arm supported beneath it. |  |  |  |  | 0 |  |  | The apparatus consists of a plain steel shaft excavated in a bearing and directly driven by a FHP Motor. The bearing is freely supported on the shaft and sealed at the motor end. The speed of the motor is controlled by the speed control unit. Manometer is mounted on bearing to measure the pressure at different position around the circumference. Bearing is free to rotate and can be adjusted at any position of circular scale. The bearing can be loaded by attaching weights to the arm supported beneath it. | [6 empty] | A | JOURNAL BEARING TEST RIG | 289800 | 1 | 289800 |  | 0
|  | TECHNICAL DETAILS: |  |  |  |  | 0 | [6 empty] | TECHNICAL DETAILS: |  |  |  |  | 0 |  |  | TECHNICAL DETAILS: | [7 empty] | DESCRIPTION: |  |  |  |  | 0
|  | Journal : Diameter 50 mm |  |  |  |  | 0 | [6 empty] | Journal : Diameter 50 mm |  |  |  |  | 0 |  |  | Journal : Diameter 50 mm | [7 empty] | The apparatus consists of a plain steel shaft excavated in a bearing and directly driven by a FHP Motor. The bearing is freely supported on the shaft and sealed at the motor end. The speed of the motor is controlled by the speed control unit. Manometer is mounted on bearing to measure the pressure at different position around the circumference. Bearing is free to rotate and can be adjusted at any position of circular scale. The bearing can be loaded by attaching weights to the arm supported beneath it. |  |  |  |  | 0
|  | Bearing : Diameter 55 mm |  |  |  |  | 0 | [6 empty] | Bearing : Diameter 55 mm |  |  |  |  | 0 |  |  | Bearing : Diameter 55 mm | [7 empty] | TECHNICAL DETAILS: |  |  |  |  | 0
|  | Weights : 4 weights. |  |  |  |  | 0 | [6 empty] | Weights : 4 weights. |  |  |  |  | 0 |  |  | Weights : 4 weights. | [7 empty] | Journal : Diameter 50 mm |  |  |  |  | 0
|  | Motor : Variable speed FHP Motor |  |  |  |  | 0 | [6 empty] | Motor : Variable speed FHP Motor |  |  |  |  | 0 |  |  | Motor : Variable speed FHP Motor | [7 empty] | Bearing : Diameter 55 mm |  |  |  |  | 0
|  | Control Panel : For speed control of motor. |  |  |  |  | 0 | [6 empty] | Control Panel : For speed control of motor. |  |  |  |  | 0 |  |  | Control Panel : For speed control of motor. | [7 empty] | Weights : 4 weights. |  |  |  |  | 0
|  | Oil recommended : SAE 40 |  |  |  |  | 0 | [6 empty] | Oil recommended : SAE 40 |  |  |  |  | 0 |  |  | Oil recommended : SAE 40 | [7 empty] | Motor : Variable speed FHP Motor |  |  |  |  | 0
|  | Manometer : 16 tube manometer |  |  |  |  | 0 | [6 empty] | Manometer : 16 tube manometer |  |  |  |  | 0 |  |  | Manometer : 16 tube manometer | [7 empty] | Control Panel : For speed control of motor. |  |  |  |  | 0
|  | Instruction Manual : An ENGLISH instruction manual will be provided along with the Apparatus. |  |  |  |  | 0 | [6 empty] | Instruction Manual : An ENGLISH instruction manual will be provided along with the Apparatus. |  |  |  |  | 0 |  |  | Instruction Manual : An ENGLISH instruction manual will be provided along with the Apparatus. | [7 empty] | Oil recommended : SAE 40 |  |  |  |  | 0
|  | The whole set-up is well designed and arranged in a good quality painted structure. |  |  |  |  | 0 | [6 empty] | The whole set-up is well designed and arranged in a good quality painted structure. |  |  |  |  | 0 |  |  | The whole set-up is well designed and arranged in a good quality painted structure. | [7 empty] | Manometer : 16 tube manometer |  |  |  |  | 0
|  | EXPERIMENTATION: |  |  |  |  | 0 | [6 empty] | EXPERIMENTATION: |  |  |  |  | 0 |  |  | EXPERIMENTATION: | [7 empty] | Instruction Manual : An ENGLISH instruction manual will be provided along with the Apparatus. |  |  |  |  | 0
|  | To study the pressure profile of lubricating oil at various conditions of load and speed. |  |  |  |  | 0 | [6 empty] | To study the pressure profile of lubricating oil at various conditions of load and speed. |  |  |  |  | 0 |  |  | To study the pressure profile of lubricating oil at various conditions of load and speed. | [7 empty] | The whole set-up is well designed and arranged in a good quality painted structure. |  |  |  |  | 0
|  | Plotting the Cartesian polar pressure curves. |  |  |  |  | 0 | [6 empty] | Plotting the Cartesian polar pressure curves. |  |  |  |  | 0 |  |  | Plotting the Cartesian polar pressure curves. | [7 empty] | EXPERIMENTATION: |  |  |  |  | 0
| B | Data logger | 450000 | 1 | 450000 |  | 0 | [5 empty] | B | Data logger | 450000 | 1 | 450000 |  | 0 |  | B | Data logger | 450000 | 1 | 450000 |  |  |  |  | To study the pressure profile of lubricating oil at various conditions of load and speed. |  |  |  |  | 0
|  | Universal Inputs i.e. Input channels are software configurable and can accept Volts, Current, Temperature inputs from T/C, RTD etc. |  |  |  |  | 0 | [6 empty] | Universal Inputs i.e. Input channels are software configurable and can accept Volts, Current, Temperature inputs from T/C, RTD etc. |  |  |  |  | 0 |  |  | Universal Inputs i.e. Input channels are software configurable and can accept Volts, Current, Temperature inputs from T/C, RTD etc. | [7 empty] | Plotting the Cartesian polar pressure curves. |  |  |  |  | 0
|  | 3-slot main frame with 6½ digit (22 bit) internal DMM 0.004% basic 1-year dcV accuracy; 0.06% acV accuracy |  |  |  |  | 0 | [6 empty] | 3-slot main frame with 6½ digit (22 bit) internal DMM 0.004% basic 1-year dcV accuracy; 0.06% acV accuracy |  |  |  |  | 0 |  |  | 3-slot main frame with 6½ digit (22 bit) internal DMM 0.004% basic 1-year dcV accuracy; 0.06% acV accuracy | [6 empty] | B | Data logger | 450000 | 1 | 450000 |  | 0
|  | Unit has 8 plugs in modules with up to 120 single-ended (60 2-wire) channels. |  |  |  |  | 0 | [6 empty] | Unit has 8 plugs in modules with up to 120 single-ended (60 2-wire) channels. |  |  |  |  | 0 |  |  | Unit has 8 plugs in modules with up to 120 single-ended (60 2-wire) channels. | [7 empty] | Universal Inputs i.e. Input channels are software configurable and can accept Volts, Current, Temperature inputs from T/C, RTD etc. |  |  |  |  | 0
|  | Programmable, Modular and expandable in nature. |  |  |  |  | 0 | [6 empty] | Programmable, Modular and expandable in nature. |  |  |  |  | 0 |  |  | Programmable, Modular and expandable in nature. | [7 empty] | 3-slot main frame with 6½ digit (22 bit) internal DMM 0.004% basic 1-year dcV accuracy; 0.06% acV accuracy |  |  |  |  | 0
|  | It can work as a Standalone unit (if required) without the PC. |  |  |  |  | 0 | [6 empty] | It can work as a Standalone unit (if required) without the PC. |  |  |  |  | 0 |  |  | It can work as a Standalone unit (if required) without the PC. | [7 empty] | Unit has 8 plugs in modules with up to 120 single-ended (60 2-wire) channels. |  |  |  |  | 0
|  | Both LXI and USB (source and Device) is available. Graphical web interface for monitoring is available. |  |  |  |  | 0 | [6 empty] | Both LXI and USB (source and Device) is available. Graphical web interface for monitoring is available. |  |  |  |  | 0 |  |  | Both LXI and USB (source and Device) is available. Graphical web interface for monitoring is available. | [7 empty] | Programmable, Modular and expandable in nature. |  |  |  |  | 0
|  | Wide selection of different types of Multiplexer Units |  |  |  |  | 0 | [6 empty] | Wide selection of different types of Multiplexer Units |  |  |  |  | 0 |  |  | Wide selection of different types of Multiplexer Units | [7 empty] | It can work as a Standalone unit (if required) without the PC. |  |  |  |  | 0
|  | Window based Software for Data transfer to PC, Documentation etc. |  |  |  |  | 0 | [6 empty] | Window based Software for Data transfer to PC, Documentation etc. |  |  |  |  | 0 |  |  | Window based Software for Data transfer to PC, Documentation etc. | [7 empty] | Both LXI and USB (source and Device) is available. Graphical web interface for monitoring is available. |  |  |  |  | 0
|  | Measurement of different Parameters like Temperature with all types of thermocouples, RTDs, Thermistors, Voltages, Current, Frequency, Period. |  |  |  |  | 0 | [6 empty] | Measurement of different Parameters like Temperature with all types of thermocouples, RTDs, Thermistors, Voltages, Current, Frequency, Period. |  |  |  |  | 0 |  |  | Measurement of different Parameters like Temperature with all types of thermocouples, RTDs, Thermistors, Voltages, Current, Frequency, Period. | [7 empty] | Wide selection of different types of Multiplexer Units |  |  |  |  | 0
|  | Direct Measurement of Parameters without any separate front-end unit. Software functions like Mx+B Scaling, Alarm settings, X-T and X-Y recording of data, Basic math functions. Software capable of |  |  |  |  | 0 | [6 empty] | Direct Measurement of Parameters without any separate front-end unit. Software functions like Mx+B Scaling, Alarm settings, X-T and X-Y recording of data, Basic math functions. Software capable of |  |  |  |  | 0 |  |  | Direct Measurement of Parameters without any separate front-end unit. Software functions like Mx+B Scaling, Alarm settings, X-T and X-Y recording of data, Basic math functions. Software capable of | [7 empty] | Window based Software for Data transfer to PC, Documentation etc. |  |  |  |  | 0
|  | Transferring data to other user packages like EXCEL. |  |  |  |  | 0 | [6 empty] | Transferring data to other user packages like EXCEL. |  |  |  |  | 0 |  |  | Transferring data to other user packages like EXCEL. | [7 empty] | Measurement of different Parameters like Temperature with all types of thermocouples, RTDs, Thermistors, Voltages, Current, Frequency, Period. |  |  |  |  | 0
|  | No. of Input Channels: 20, optionally expandable. |  |  |  |  | 0 | [6 empty] | No. of Input Channels: 20, optionally expandable. |  |  |  |  | 0 |  |  | No. of Input Channels: 20, optionally expandable. | [7 empty] | Direct Measurement of Parameters without any separate front-end unit. Software functions like Mx+B Scaling, Alarm settings, X-T and X-Y recording of data, Basic math functions. Software capable of |  |  |  |  | 0
|  | Scan rates up to 450 ch/s |  |  |  |  | 0 | [6 empty] | Scan rates up to 450 ch/s |  |  |  |  | 0 |  |  | Scan rates up to 450 ch/s | [7 empty] | Transferring data to other user packages like EXCEL. |  |  |  |  | 0
|  | l) Measurement range |  |  |  |  | 0 | [6 empty] | l) Measurement range |  |  |  |  | 0 |  |  | l) Measurement range | [7 empty] | No. of Input Channels: 20, optionally expandable. |  |  |  |  | 0
|  | a) DC Volt: 100mV to 300 Volt. |  |  |  |  | 0 | [6 empty] | a) DC Volt: 100mV to 300 Volt. |  |  |  |  | 0 |  |  | a) DC Volt: 100mV to 300 Volt. | [7 empty] | Scan rates up to 450 ch/s |  |  |  |  | 0
|  | b) Resistance: 100ohm to 100MOhm. |  |  |  |  | 0 | [6 empty] | b) Resistance: 100ohm to 100MOhm. |  |  |  |  | 0 |  |  | b) Resistance: 100ohm to 100MOhm. | [7 empty] | l) Measurement range |  |  |  |  | 0
|  | c) Current: upto 1 Amp. |  |  |  |  | 0 | [6 empty] | c) Current: upto 1 Amp. |  |  |  |  | 0 |  |  | c) Current: upto 1 Amp. | [7 empty] | a) DC Volt: 100mV to 300 Volt. |  |  |  |  | 0
|  | d) Thermocouple: B, E, J, K, N, R, S, T |  |  |  |  | 0 | [6 empty] | d) Thermocouple: B, E, J, K, N, R, S, T |  |  |  |  | 0 |  |  | d) Thermocouple: B, E, J, K, N, R, S, T | [7 empty] | b) Resistance: 100ohm to 100MOhm. |  |  |  |  | 0
|  | Memory: 50,000 readings in Nonvolatile memory with time stamp. Storage should be available in USB Drive also |  |  |  |  | 0 | [6 empty] | Memory: 50,000 readings in Nonvolatile memory with time stamp. Storage should be available in USB Drive also |  |  |  |  | 0 |  |  | Memory: 50,000 readings in Nonvolatile memory with time stamp. Storage should be available in USB Drive also | [7 empty] | c) Current: upto 1 Amp. |  |  |  |  | 0
|  | Basic Measurement accuracy: 0.004 % in DCV. |  |  |  |  | 0 | [6 empty] | Basic Measurement accuracy: 0.004 % in DCV. |  |  |  |  | 0 |  |  | Basic Measurement accuracy: 0.004 % in DCV. | [7 empty] | d) Thermocouple: B, E, J, K, N, R, S, T |  |  |  |  | 0
|  | Single Channel Measurement rates |  |  |  |  | 0 | [6 empty] | Single Channel Measurement rates |  |  |  |  | 0 |  |  | Single Channel Measurement rates | [7 empty] | Memory: 50,000 readings in Nonvolatile memory with time stamp. Storage should be available in USB Drive also |  |  |  |  | 0
|  | Function Resolution Readings/Sec |  |  |  |  | 0 | [6 empty] | Function Resolution Readings/Sec |  |  |  |  | 0 |  |  | Function Resolution Readings/Sec | [7 empty] | Basic Measurement accuracy: 0.004 % in DCV. |  |  |  |  | 0
|  | DC Voltage, 2 Wire resistance 6½ Digits (10plc) 6(5) |  |  |  |  | 0 | [6 empty] | DC Voltage, 2 Wire resistance 6½ Digits (10plc) 6(5) |  |  |  |  | 0 |  |  | DC Voltage, 2 Wire resistance 6½ Digits (10plc) 6(5) | [7 empty] | Single Channel Measurement rates |  |  |  |  | 0
|  | 5½ Digits (10plc) 54(47) |  |  |  |  | 0 | [6 empty] | 5½ Digits (10plc) 54(47) |  |  |  |  | 0 |  |  | 5½ Digits (10plc) 54(47) | [7 empty] | Function Resolution Readings/Sec |  |  |  |  | 0
|  | 4½ Digits (0.02plc) 500 |  |  |  |  | 0 | [6 empty] | 4½ Digits (0.02plc) 500 |  |  |  |  | 0 |  |  | 4½ Digits (0.02plc) 500 | [7 empty] | DC Voltage, 2 Wire resistance 6½ Digits (10plc) 6(5) |  |  |  |  | 0
|  | Thermocouple 0.1°C (10 plc) 6(5) |  |  |  |  | 0 | [6 empty] | Thermocouple 0.1°C (10 plc) 6(5) |  |  |  |  | 0 |  |  | Thermocouple 0.1°C (10 plc) 6(5) | [7 empty] | 5½ Digits (10plc) 54(47) |  |  |  |  | 0
|  | 0.1°C (1 plc) 54(47) (0.02plc) 280 |  |  |  |  | 0 | [6 empty] | 0.1°C (1 plc) 54(47) (0.02plc) 280 |  |  |  |  | 0 |  |  | 0.1°C (1 plc) 54(47) (0.02plc) 280 | [7 empty] | 4½ Digits (0.02plc) 500 |  |  |  |  | 0
|  | RTD Thermistor 0 .01°C (10 plc) 6(5) |  |  |  |  | 0 | [6 empty] | RTD Thermistor 0 .01°C (10 plc) 6(5) |  |  |  |  | 0 |  |  | RTD Thermistor 0 .01°C (10 plc) 6(5) | [7 empty] | Thermocouple 0.1°C (10 plc) 6(5) |  |  |  |  | 0
|  | 0.1°C (1 plc) 52(47) |  |  |  |  | 0 | [6 empty] | 0.1°C (1 plc) 52(47) |  |  |  |  | 0 |  |  | 0.1°C (1 plc) 52(47) | [7 empty] | 0.1°C (1 plc) 54(47) (0.02plc) 280 |  |  |  |  | 0
|  | 1°C (0.02plc) 200acV |  |  |  |  | 0 | [6 empty] | 1°C (0.02plc) 200acV |  |  |  |  | 0 |  |  | 1°C (0.02plc) 200acV | [7 empty] | RTD Thermistor 0 .01°C (10 plc) 6(5) |  |  |  |  | 0
|  | 6½ slow (10plc) 0.14 |  |  |  |  | 0 | [6 empty] | 6½ slow (10plc) 0.14 |  |  |  |  | 0 |  |  | 6½ slow (10plc) 0.14 | [7 empty] | 0.1°C (1 plc) 52(47) |  |  |  |  | 0
|  | 6½ Med (10plc) 1 |  |  |  |  | 0 | [6 empty] | 6½ Med (10plc) 1 |  |  |  |  | 0 |  |  | 6½ Med (10plc) 1 | [7 empty] | 1°C (0.02plc) 200acV |  |  |  |  | 0
|  | 6½ Fast (0.02plc) 8 |  |  |  |  | 0 | [6 empty] | 6½ Fast (0.02plc) 8 |  |  |  |  | 0 |  |  | 6½ Fast (0.02plc) 8 | [7 empty] | 6½ slow (10plc) 0.14 |  |  |  |  | 0
|  | 6½ 100 |  |  |  |  | 0 | [6 empty] | 6½ 100 |  |  |  |  | 0 |  |  | 6½ 100 | [7 empty] | 6½ Med (10plc) 1 |  |  |  |  | 0
|  | Frequency & Period 6½ Digits (1 s gate) 1 |  |  |  |  | 0 | [6 empty] | Frequency & Period 6½ Digits (1 s gate) 1 |  |  |  |  | 0 |  |  | Frequency & Period 6½ Digits (1 s gate) 1 | [7 empty] | 6½ Fast (0.02plc) 8 |  |  |  |  | 0
|  | 5½ Digits (100ms) 9 |  |  |  |  | 0 | [6 empty] | 5½ Digits (100ms) 9 |  |  |  |  | 0 |  |  | 5½ Digits (100ms) 9 | [7 empty] | 6½ 100 |  |  |  |  | 0
|  | 4½ Digits (10ms) 70 |  |  |  |  | 0 | [6 empty] | 4½ Digits (10ms) 70 |  |  |  |  | 0 |  |  | 4½ Digits (10ms) 70 | [7 empty] | Frequency & Period 6½ Digits (1 s gate) 1 |  |  |  |  | 0
|  | Interface: Standard USB and LXI, Import/export instrument configuration files, save volatile readings and screen captures. |  |  |  |  | 0 | [6 empty] | Interface: Standard USB and LXI, Import/export instrument configuration files, save volatile readings and screen captures. |  |  |  |  | 0 |  |  | Interface: Standard USB and LXI, Import/export instrument configuration files, save volatile readings and screen captures. | [7 empty] | 5½ Digits (100ms) 9 |  |  |  |  | 0
|  | Instrument has LCD screen and soft buttons for easy configuration and measurements display in multiple formats (number, bar meter, trend chart, histogram) |  |  |  |  | 0 | [6 empty] | Instrument has LCD screen and soft buttons for easy configuration and measurements display in multiple formats (number, bar meter, trend chart, histogram) |  |  |  |  | 0 |  |  | Instrument has LCD screen and soft buttons for easy configuration and measurements display in multiple formats (number, bar meter, trend chart, histogram) | [7 empty] | 4½ Digits (10ms) 70 |  |  |  |  | 0
|  | Scan conditions: Programmable scan interval and conditions |  |  |  |  | 0 | [6 empty] | Scan conditions: Programmable scan interval and conditions |  |  |  |  | 0 |  |  | Scan conditions: Programmable scan interval and conditions | [7 empty] | Interface: Standard USB and LXI, Import/export instrument configuration files, save volatile readings and screen captures. |  |  |  |  | 0
|  |  | Total |  | 739800 |  | 0 | [7 empty] | Total |  | 739800 |  | 0 |  |  |  | Total |  | 739800 |  |  |  |  | Instrument has LCD screen and soft buttons for easy configuration and measurements display in multiple formats (number, bar meter, trend chart, histogram) |  |  |  |  | 0
8 | Refrigeration and Air Conditioning Lab |  | - | [8 empty] | 8 | Refrigeration and Air Conditioning Lab |  | - |  |  |  |  | 8 | Refrigeration and Air Conditioning Lab |  | - | [6 empty] | Scan conditions: Programmable scan interval and conditions |  |  |  |  | 0
| A | VAPOUR COMPRESSION REFRIGERATION TEST RIG | 868000 | 1 | 868000 |  | 0 | [5 empty] | A | VAPOUR COMPRESSION REFRIGERATION TEST RIG | 868000 | 1 | 868000 |  | 0 |  | A | VAPOUR COMPRESSION REFRIGERATION TEST RIG | 868000 | 1 | 868000 | [5 empty] | Total |  | 739800 |  | 0
|  | The trainer examine a refrigeration circuit under an adjustable load. The refrigeration circuit consist of a compressor, a condenser with fan, a thermostatic expansion valve and a coaxial coil heat exchanger as evaporator. A water circuit serves as load, consisting of a tank with a heater and a pump. The temperature in the tank is adjusted at a controller. |  |  |  |  | 0 | [6 empty] | The trainer examine a refrigeration circuit under an adjustable load. The refrigeration circuit consist of a compressor, a condenser with fan, a thermostatic expansion valve and a coaxial coil heat exchanger as evaporator. A water circuit serves as load, consisting of a tank with a heater and a pump. The temperature in the tank is adjusted at a controller. |  |  |  |  | 0 |  |  | The trainer examine a refrigeration circuit under an adjustable load. The refrigeration circuit consist of a compressor, a condenser with fan, a thermostatic expansion valve and a coaxial coil heat exchanger as evaporator. A water circuit serves as load, consisting of a tank with a heater and a pump. The temperature in the tank is adjusted at a controller. | [5 empty] | 8 | Refrigeration and Air Conditioning Lab |  | -
|  | The purpose of this refrigeration circuit is the production of cold water. The water flow through the jacket of the coaxial coil heat exchanger, transfers heat to the refrigerant and thereby cools down. |  |  |  |  | 0 | [6 empty] | The purpose of this refrigeration circuit is the production of cold water. The water flow through the jacket of the coaxial coil heat exchanger, transfers heat to the refrigerant and thereby cools down. |  |  |  |  | 0 |  |  | The purpose of this refrigeration circuit is the production of cold water. The water flow through the jacket of the coaxial coil heat exchanger, transfers heat to the refrigerant and thereby cools down. | [6 empty] | A | VAPOUR COMPRESSION REFRIGERATION TEST RIG | 868000 | 1 | 868000 | 0 | 0
|  | All relevant measured values are recorded by sensors and displayed on the digital displays |  |  |  |  | 0 | [6 empty] | All relevant measured values are recorded by sensors and displayed on the digital displays |  |  |  |  | 0 |  |  | All relevant measured values are recorded by sensors and displayed on the digital displays | [7 empty] | The trainer examine a refrigeration circuit under an adjustable load. The refrigeration circuit consist of a compressor, a condenser with fan, a thermostatic expansion valve and a coaxial coil heat exchanger as evaporator. A water circuit serves as load, consisting of a tank with a heater and a pump. The temperature in the tank is adjusted at a controller. |  |  |  |  | 0
|  | Technical Details: |  |  |  |  | 0 | [6 empty] | Technical Details: |  |  |  |  | 0 |  |  | Technical Details: | [7 empty] | The purpose of this refrigeration circuit is the production of cold water. The water flow through the jacket of the coaxial coil heat exchanger, transfers heat to the refrigerant and thereby cools down. |  |  |  |  | 0
|  | Compressor |  |  |  |  | 0 | [6 empty] | Compressor |  |  |  |  | 0 |  |  | Compressor | [7 empty] | All relevant measured values are recorded by sensors and displayed on the digital displays |  |  |  |  | 0
|  | v Refrigeration capacity: 450 W power consumption: 168W |  |  |  |  | 0 | [6 empty] | v Refrigeration capacity: 450 W power consumption: 168W |  |  |  |  | 0 |  |  | v Refrigeration capacity: 450 W power consumption: 168W | [7 empty] | Technical Details: |  |  |  |  | 0
|  | v Evaporator, Refrigerant volume: 0.4L, Water volume: 0.8L , |  |  |  |  | 0 | [6 empty] | v Evaporator, Refrigerant volume: 0.4L, Water volume: 0.8L , |  |  |  |  | 0 |  |  | v Evaporator, Refrigerant volume: 0.4L, Water volume: 0.8L , | [7 empty] | Compressor |  |  |  |  | 0
|  | v Condenser transfer area: 1.25m2, fan power consumption: 4x 12W |  |  |  |  | 0 | [6 empty] | v Condenser transfer area: 1.25m2, fan power consumption: 4x 12W |  |  |  |  | 0 |  |  | v Condenser transfer area: 1.25m2, fan power consumption: 4x 12W | [7 empty] | v Refrigeration capacity: 450 W power consumption: 168W |  |  |  |  | 0
|  | Tank |  |  |  |  | 0 | [6 empty] | Tank |  |  |  |  | 0 |  |  | Tank | [7 empty] | v Evaporator, Refrigerant volume: 0.4L, Water volume: 0.8L , |  |  |  |  | 0
|  | v volume: 4.5L, |  |  |  |  | 0 | [6 empty] | v volume: 4.5L, |  |  |  |  | 0 |  |  | v volume: 4.5L, | [7 empty] | v Condenser transfer area: 1.25m2, fan power consumption: 4x 12W |  |  |  |  | 0
|  | v heater: 450W , |  |  |  |  | 0 | [6 empty] | v heater: 450W , |  |  |  |  | 0 |  |  | v heater: 450W , | [7 empty] | Tank |  |  |  |  | 0
|  | v Refrigerant: R134 A |  |  |  |  | 0 | [6 empty] | v Refrigerant: R134 A |  |  |  |  | 0 |  |  | v Refrigerant: R134 A | [7 empty] | v volume: 4.5L, |  |  |  |  | 0
|  | Measuring ranges |  |  |  |  | 0 | [6 empty] | Measuring ranges |  |  |  |  | 0 |  |  | Measuring ranges | [7 empty] | v heater: 450W , |  |  |  |  | 0
|  | v pressure: 2x -1…15bar , |  |  |  |  | 0 | [6 empty] | v pressure: 2x -1…15bar , |  |  |  |  | 0 |  |  | v pressure: 2x -1…15bar , | [7 empty] | v Refrigerant: R134 A |  |  |  |  | 0
|  | v power: 0…750W, |  |  |  |  | 0 | [6 empty] | v power: 0…750W, |  |  |  |  | 0 |  |  | v power: 0…750W, | [7 empty] | Measuring ranges |  |  |  |  | 0
|  | v temperature: 6x 0…100°C , |  |  |  |  | 0 | [6 empty] | v temperature: 6x 0…100°C , |  |  |  |  | 0 |  |  | v temperature: 6x 0…100°C , | [7 empty] | v pressure: 2x -1…15bar , |  |  |  |  | 0
|  | v Flow rate: 0.05…1.8L/min (water) |  |  |  |  | 0 | [6 empty] | v Flow rate: 0.05…1.8L/min (water) |  |  |  |  | 0 |  |  | v Flow rate: 0.05…1.8L/min (water) | [7 empty] | v power: 0…750W, |  |  |  |  | 0
|  | v Flow rate: 0…17kg/h (refrigerant) |  |  |  |  | 0 | [6 empty] | v Flow rate: 0…17kg/h (refrigerant) |  |  |  |  | 0 |  |  | v Flow rate: 0…17kg/h (refrigerant) | [7 empty] | v temperature: 6x 0…100°C , |  |  |  |  | 0
|  | Experimentation |  |  |  |  | 0 | [6 empty] | Experimentation |  |  |  |  | 0 |  |  | Experimentation | [7 empty] | v Flow rate: 0.05…1.8L/min (water) |  |  |  |  | 0
|  | v Design and components of a refrigeration system, compressor, condenser thermostatic expansion valve, evaporator, pressure switch |  |  |  |  | 0 | [6 empty] | v Design and components of a refrigeration system, compressor, condenser thermostatic expansion valve, evaporator, pressure switch |  |  |  |  | 0 |  |  | v Design and components of a refrigeration system, compressor, condenser thermostatic expansion valve, evaporator, pressure switch | [7 empty] | v Flow rate: 0…17kg/h (refrigerant) |  |  |  |  | 0
|  | v Representation of the thermodynamic cycle in the log p-h diagram |  |  |  |  | 0 | [6 empty] | v Representation of the thermodynamic cycle in the log p-h diagram |  |  |  |  | 0 |  |  | v Representation of the thermodynamic cycle in the log p-h diagram | [7 empty] | Experimentation |  |  |  |  | 0
|  | v Determination of important characteristic variables |  |  |  |  | 0 | [6 empty] | v Determination of important characteristic variables |  |  |  |  | 0 |  |  | v Determination of important characteristic variables | [7 empty] | v Design and components of a refrigeration system, compressor, condenser thermostatic expansion valve, evaporator, pressure switch |  |  |  |  | 0
|  | v Coefficient of performance, Refrigeration capacity, Compressor work |  |  |  |  | 0 | [6 empty] | v Coefficient of performance, Refrigeration capacity, Compressor work |  |  |  |  | 0 |  |  | v Coefficient of performance, Refrigeration capacity, Compressor work | [7 empty] | v Representation of the thermodynamic cycle in the log p-h diagram |  |  |  |  | 0
|  | v Operating behaviour under load |  |  |  |  | 0 | [6 empty] | v Operating behaviour under load |  |  |  |  | 0 |  |  | v Operating behaviour under load | [7 empty] | v Determination of important characteristic variables |  |  |  |  | 0
| B | VAPOUR ABSORPTION TEST RIG APPARATUS | 163800 | 1 | 163800 |  | 0 | [5 empty] | B | VAPOUR ABSORPTION TEST RIG APPARATUS | 163800 | 1 | 163800 |  | 0 |  | B | VAPOUR ABSORPTION TEST RIG APPARATUS | 163800 | 1 | 163800 |  |  |  |  | v Coefficient of performance, Refrigeration capacity, Compressor work |  |  |  |  | 0
|  | The set up demonstrates the students about the basic principal of a vapour absorption refrigeration cycle. The test rig is designed for the study of thermodynamics of vapour absorption refrigeration cycle by measuring temperature at different position. |  |  |  |  | 0 | [6 empty] | The set up demonstrates the students about the basic principal of a vapour absorption refrigeration cycle. The test rig is designed for the study of thermodynamics of vapour absorption refrigeration cycle by measuring temperature at different position. |  |  |  |  | 0 |  |  | The set up demonstrates the students about the basic principal of a vapour absorption refrigeration cycle. The test rig is designed for the study of thermodynamics of vapour absorption refrigeration cycle by measuring temperature at different position. | [7 empty] | v Operating behaviour under load |  |  |  |  | 0
|  | TECHNICAL DETAIL: |  |  |  |  | 0 | [6 empty] | TECHNICAL DETAIL: |  |  |  |  | 0 |  |  | TECHNICAL DETAIL: | [6 empty] | B | VAPOUR ABSORPTION TEST RIG APPARATUS | 163800 | 1 | 163800 | 0 | 0
|  | Sealed Circuit: The System has no moving parts at all, which makes it Silent and very durable. |  |  |  |  | 0 | [6 empty] | Sealed Circuit: The System has no moving parts at all, which makes it Silent and very durable. |  |  |  |  | 0 |  |  | Sealed Circuit: The System has no moving parts at all, which makes it Silent and very durable. | [7 empty] | The set up demonstrates the students about the basic principal of a vapour absorption refrigeration cycle. The test rig is designed for the study of thermodynamics of vapour absorption refrigeration cycle by measuring temperature at different position. |  |  |  |  | 0
|  | Refrigerant: Mixture of three fluid system Ammonia(NH3) + Water (H2O) + Hydrogen (H2) |  |  |  |  | 0 | [6 empty] | Refrigerant: Mixture of three fluid system Ammonia(NH3) + Water (H2O) + Hydrogen (H2) |  |  |  |  | 0 |  |  | Refrigerant: Mixture of three fluid system Ammonia(NH3) + Water (H2O) + Hydrogen (H2) | [7 empty] | TECHNICAL DETAIL: |  |  |  |  | 0
|  | Gases: Non – CEC, Non – HCFC, Non – FCKW, Non – Freon |  |  |  |  | 0 | [6 empty] | Gases: Non – CEC, Non – HCFC, Non – FCKW, Non – Freon |  |  |  |  | 0 |  |  | Gases: Non – CEC, Non – HCFC, Non – FCKW, Non – Freon | [7 empty] | Sealed Circuit: The System has no moving parts at all, which makes it Silent and very durable. |  |  |  |  | 0
|  | Mode of System : Externally heated by electric resistance |  |  |  |  | 0 | [6 empty] | Mode of System : Externally heated by electric resistance |  |  |  |  | 0 |  |  | Mode of System : Externally heated by electric resistance | [7 empty] | Refrigerant: Mixture of three fluid system Ammonia(NH3) + Water (H2O) + Hydrogen (H2) |  |  |  |  | 0
|  | Evaporator : Coil Type evaporator with facility to determine performance efficiency ratio (PER) |  |  |  |  | 0 | [6 empty] | Evaporator : Coil Type evaporator with facility to determine performance efficiency ratio (PER) |  |  |  |  | 0 |  |  | Evaporator : Coil Type evaporator with facility to determine performance efficiency ratio (PER) | [7 empty] | Gases: Non – CEC, Non – HCFC, Non – FCKW, Non – Freon |  |  |  |  | 0
|  | Volume of Cabinet: 41 Ltrs., Voltage Input – 65 Watts, |  |  |  |  | 0 | [6 empty] | Volume of Cabinet: 41 Ltrs., Voltage Input – 65 Watts, |  |  |  |  | 0 |  |  | Volume of Cabinet: 41 Ltrs., Voltage Input – 65 Watts, | [7 empty] | Mode of System : Externally heated by electric resistance |  |  |  |  | 0
|  | Electrical Consumption/24 Hrs. – 0.8 kWh, Auto Defrost Fuzzy Logic System, Voltage – Single Phase, 220 Volts, AC 50 Hz. |  |  |  |  | 0 | [6 empty] | Electrical Consumption/24 Hrs. – 0.8 kWh, Auto Defrost Fuzzy Logic System, Voltage – Single Phase, 220 Volts, AC 50 Hz. |  |  |  |  | 0 |  |  | Electrical Consumption/24 Hrs. – 0.8 kWh, Auto Defrost Fuzzy Logic System, Voltage – Single Phase, 220 Volts, AC 50 Hz. | [7 empty] | Evaporator : Coil Type evaporator with facility to determine performance efficiency ratio (PER) |  |  |  |  | 0
|  | Temperature Sensor : RTD PT-100 Type. |  |  |  |  | 0 | [6 empty] | Temperature Sensor : RTD PT-100 Type. |  |  |  |  | 0 |  |  | Temperature Sensor : RTD PT-100 Type. | [7 empty] | Volume of Cabinet: 41 Ltrs., Voltage Input – 65 Watts, |  |  |  |  | 0
|  | Control Panel comprises of : |  |  |  |  | 0 | [6 empty] | Control Panel comprises of : |  |  |  |  | 0 |  |  | Control Panel comprises of : | [7 empty] | Electrical Consumption/24 Hrs. – 0.8 kWh, Auto Defrost Fuzzy Logic System, Voltage – Single Phase, 220 Volts, AC 50 Hz. |  |  |  |  | 0
|  | Digital Voltmeter : 0-300 V |  |  |  |  | 0 | [6 empty] | Digital Voltmeter : 0-300 V |  |  |  |  | 0 |  |  | Digital Voltmeter : 0-300 V | [7 empty] | Temperature Sensor : RTD PT-100 Type. |  |  |  |  | 0
|  | Digital Ammeter : 0-5 |  |  |  |  | 0 | [6 empty] | Digital Ammeter : 0-5 |  |  |  |  | 0 |  |  | Digital Ammeter : 0-5 | [7 empty] | Control Panel comprises of : |  |  |  |  | 0
|  | Temperature Measurement : Digital Temperature Indicator with multi-channel switch. |  |  |  |  | 0 | [6 empty] | Temperature Measurement : Digital Temperature Indicator with multi-channel switch. |  |  |  |  | 0 |  |  | Temperature Measurement : Digital Temperature Indicator with multi-channel switch. | [7 empty] | Digital Voltmeter : 0-300 V |  |  |  |  | 0
|  | Instruction Manual: An ENGLISH instruction manual will be provided along with the Apparatus |  |  |  |  | 0 | [6 empty] | Instruction Manual: An ENGLISH instruction manual will be provided along with the Apparatus |  |  |  |  | 0 |  |  | Instruction Manual: An ENGLISH instruction manual will be provided along with the Apparatus | [7 empty] | Digital Ammeter : 0-5 |  |  |  |  | 0
|  | EXPERIMENTATION: |  |  |  |  | 0 | [6 empty] | EXPERIMENTATION: |  |  |  |  | 0 |  |  | EXPERIMENTATION: | [7 empty] | Temperature Measurement : Digital Temperature Indicator with multi-channel switch. |  |  |  |  | 0
|  | To Calculate Co-efficient of performance |  |  |  |  | 0 | [6 empty] | To Calculate Co-efficient of performance |  |  |  |  | 0 |  |  | To Calculate Co-efficient of performance | [7 empty] | Instruction Manual: An ENGLISH instruction manual will be provided along with the Apparatus |  |  |  |  | 0
| C | HEAT PUMP TEST RIG | 370300 | 1 | 370300 |  | 0 | [5 empty] | C | HEAT PUMP TEST RIG | 370300 | 1 | 370300 |  | 0 |  | C | HEAT PUMP TEST RIG | 370300 | 1 | 370300 |  |  |  |  | EXPERIMENTATION: |  |  |  |  | 0
|  | Heat Pump and the refrigerating machine basically work on one and the same principle and with the same components. Heat pump is a machine, which delivers heat at a temperature suitable for domestic, Industrial and Commercial purposes. By added work input from the motor or engine it extracts heat from low-grade source. In many circumstances heat pumps can make valuable contribution to energy conservation. The majority of heat pumps operate on the vapour compression cycle using a refrigerant as the working fluid. Heat pump is fully sealed R-134A refrigerant system using water-to-water pumping principle. The equipment produces realistic results and has low thermal inertia so that unit stabilizes very quickly and enables student’s maximum experimentation. |  |  |  |  | 0 | [6 empty] | Heat Pump and the refrigerating machine basically work on one and the same principle and with the same components. Heat pump is a machine, which delivers heat at a temperature suitable for domestic, Industrial and Commercial purposes. By added work input from the motor or engine it extracts heat from low-grade source. In many circumstances heat pumps can make valuable contribution to energy conservation. The majority of heat pumps operate on the vapour compression cycle using a refrigerant as the working fluid. Heat pump is fully sealed R-134A refrigerant system using water-to-water pumping principle. The equipment produces realistic results and has low thermal inertia so that unit stabilizes very quickly and enables student’s maximum experimentation. |  |  |  |  | 0 |  |  | Heat Pump and the refrigerating machine basically work on one and the same principle and with the same components. Heat pump is a machine, which delivers heat at a temperature suitable for domestic, Industrial and Commercial purposes. By added work input from the motor or engine it extracts heat from low-grade source. In many circumstances heat pumps can make valuable contribution to energy conservation. The majority of heat pumps operate on the vapour compression cycle using a refrigerant as the working fluid. Heat pump is fully sealed R-134A refrigerant system using water-to-water pumping principle. The equipment produces realistic results and has low thermal inertia so that unit stabilizes very quickly and enables student’s maximum experimentation. | [7 empty] | To Calculate Co-efficient of performance |  |  |  |  | 0
|  | TECHNICAL DETAIL: |  |  |  |  | 0 | [6 empty] | TECHNICAL DETAIL: |  |  |  |  | 0 |  |  | TECHNICAL DETAIL: | [6 empty] | C | HEAT PUMP TEST RIG | 370300 | 1 | 370300 |  | 0
|  | Compressor: Hermitically sealed compressor.Capacity 1/3 Ton, Kirloskar make. |  |  |  |  | 0 | [6 empty] | Compressor: Hermitically sealed compressor.Capacity 1/3 Ton, Kirloskar make. |  |  |  |  | 0 |  |  | Compressor: Hermitically sealed compressor.Capacity 1/3 Ton, Kirloskar make. | [7 empty] | Heat Pump and the refrigerating machine basically work on one and the same principle and with the same components. Heat pump is a machine, which delivers heat at a temperature suitable for domestic, Industrial and Commercial purposes. By added work input from the motor or engine it extracts heat from low-grade source. In many circumstances heat pumps can make valuable contribution to energy conservation. The majority of heat pumps operate on the vapour compression cycle using a refrigerant as the working fluid. Heat pump is fully sealed R-134A refrigerant system using water-to-water pumping principle. The equipment produces realistic results and has low thermal inertia so that unit stabilizes very quickly and enables student’s maximum experimentation. |  |  |  |  | 0
|  | Condenser: Water cooled type shell and coil condenser with refrigerant inside the tube. |  |  |  |  | 0 | [6 empty] | Condenser: Water cooled type shell and coil condenser with refrigerant inside the tube. |  |  |  |  | 0 |  |  | Condenser: Water cooled type shell and coil condenser with refrigerant inside the tube. | [7 empty] | TECHNICAL DETAIL: |  |  |  |  | 0
|  | Water flow measurement: Provided with individual rotameters and four temperature sensor for both condenser and evaporator. |  |  |  |  | 0 | [6 empty] | Water flow measurement: Provided with individual rotameters and four temperature sensor for both condenser and evaporator. |  |  |  |  | 0 |  |  | Water flow measurement: Provided with individual rotameters and four temperature sensor for both condenser and evaporator. | [7 empty] | Compressor: Hermitically sealed compressor.Capacity 1/3 Ton, Kirloskar make. |  |  |  |  | 0
|  | Expansion Valve: Capillary Tube, Compatible Capacity. |  |  |  |  | 0 | [6 empty] | Expansion Valve: Capillary Tube, Compatible Capacity. |  |  |  |  | 0 |  |  | Expansion Valve: Capillary Tube, Compatible Capacity. | [7 empty] | Condenser: Water cooled type shell and coil condenser with refrigerant inside the tube. |  |  |  |  | 0
|  | Safety Control: Overload and over current protectors for compressor and Time delay circuit. |  |  |  |  | 0 | [6 empty] | Safety Control: Overload and over current protectors for compressor and Time delay circuit. |  |  |  |  | 0 |  |  | Safety Control: Overload and over current protectors for compressor and Time delay circuit. | [7 empty] | Water flow measurement: Provided with individual rotameters and four temperature sensor for both condenser and evaporator. |  |  |  |  | 0
|  | Evaporator: Water cooled Compatible capacity. |  |  |  |  | 0 | [6 empty] | Evaporator: Water cooled Compatible capacity. |  |  |  |  | 0 |  |  | Evaporator: Water cooled Compatible capacity. | [7 empty] | Expansion Valve: Capillary Tube, Compatible Capacity. |  |  |  |  | 0
|  | Temperature Sensor: RTD PT-100 Type. |  |  |  |  | 0 | [6 empty] | Temperature Sensor: RTD PT-100 Type. |  |  |  |  | 0 |  |  | Temperature Sensor: RTD PT-100 Type. | [7 empty] | Safety Control: Overload and over current protectors for compressor and Time delay circuit. |  |  |  |  | 0
|  | Control Panel comprises of : |  |  |  |  | 0 | [6 empty] | Control Panel comprises of : |  |  |  |  | 0 |  |  | Control Panel comprises of : | [7 empty] | Evaporator: Water cooled Compatible capacity. |  |  |  |  | 0
|  | Digital Voltmeter: 0-300 V |  |  |  |  | 0 | [6 empty] | Digital Voltmeter: 0-300 V |  |  |  |  | 0 |  |  | Digital Voltmeter: 0-300 V | [7 empty] | Temperature Sensor: RTD PT-100 Type. |  |  |  |  | 0
|  | Digital Ammeter: 0-5 Amp. |  |  |  |  | 0 | [6 empty] | Digital Ammeter: 0-5 Amp. |  |  |  |  | 0 |  |  | Digital Ammeter: 0-5 Amp. | [7 empty] | Control Panel comprises of : |  |  |  |  | 0
|  | Temperature Measurement: Digital Temperature Indicator with multi-channel switch. |  |  |  |  | 0 | [6 empty] | Temperature Measurement: Digital Temperature Indicator with multi-channel switch. |  |  |  |  | 0 |  |  | Temperature Measurement: Digital Temperature Indicator with multi-channel switch. | [7 empty] | Digital Voltmeter: 0-300 V |  |  |  |  | 0
|  | Instruction Manual : An ENGLISH instruction manual will be provided along with the Apparatus |  |  |  |  | 0 | [6 empty] | Instruction Manual : An ENGLISH instruction manual will be provided along with the Apparatus |  |  |  |  | 0 |  |  | Instruction Manual : An ENGLISH instruction manual will be provided along with the Apparatus | [7 empty] | Digital Ammeter: 0-5 Amp. |  |  |  |  | 0
|  | All the accessories will be mounted on a rigid base frame made of M.S. and it will be powder coated. |  |  |  |  | 0 | [6 empty] | All the accessories will be mounted on a rigid base frame made of M.S. and it will be powder coated. |  |  |  |  | 0 |  |  | All the accessories will be mounted on a rigid base frame made of M.S. and it will be powder coated. | [7 empty] | Temperature Measurement: Digital Temperature Indicator with multi-channel switch. |  |  |  |  | 0
|  | EXPERIMENTATION: |  |  |  |  | 0 | [6 empty] | EXPERIMENTATION: |  |  |  |  | 0 |  |  | EXPERIMENTATION: | [7 empty] | Instruction Manual : An ENGLISH instruction manual will be provided along with the Apparatus |  |  |  |  | 0
|  | Determination of co-efficient of performance of the unit when working as water-to-water heat pump. |  |  |  |  | 0 | [6 empty] | Determination of co-efficient of performance of the unit when working as water-to-water heat pump. |  |  |  |  | 0 |  |  | Determination of co-efficient of performance of the unit when working as water-to-water heat pump. | [7 empty] | All the accessories will be mounted on a rigid base frame made of M.S. and it will be powder coated. |  |  |  |  | 0
|  | To Construction of Energy balances for completed system over a range of operating conditions. |  |  |  |  | 0 | [6 empty] | To Construction of Energy balances for completed system over a range of operating conditions. |  |  |  |  | 0 |  |  | To Construction of Energy balances for completed system over a range of operating conditions. | [7 empty] | EXPERIMENTATION: |  |  |  |  | 0
|  | To determine overall heat transfer co-efficient for condenser and evaporator. |  |  |  |  | 0 | [6 empty] | To determine overall heat transfer co-efficient for condenser and evaporator. |  |  |  |  | 0 |  |  | To determine overall heat transfer co-efficient for condenser and evaporator. | [7 empty] | Determination of co-efficient of performance of the unit when working as water-to-water heat pump. |  |  |  |  | 0
| D | COOLING TOWER TEST RIG | 265300 | 1 | 265300 |  | 0 | [5 empty] | D | COOLING TOWER TEST RIG | 265300 | 1 | 265300 |  | 0 |  | D | COOLING TOWER TEST RIG | 265300 | 1 | 265300 |  |  |  |  | To Construction of Energy balances for completed system over a range of operating conditions. |  |  |  |  | 0
|  | Experimental water-cooling tower is a forced draft counter flow type cooling tower specially designed for the Engineering students to provide them insight about actual working of tower. In this system, air from a fan enters at the bottom of the tower and after passing through the mesh packing, discharges into the atmosphere via a duct. Airflow is controlled by a butterfly valve on the blower's delivery line. Water is evenly distributed over the packing by nozzles at top of the tower. Water flow and temperatures can be measured and controlled with suitable instrumentation provided. A water tank at the bottom fitted with level gauge enables to show the exact evaporation loss. Front side acrylic sheet provides actual visualization of cooling tower operation. Air and water flow rates as well as inlet water temperatures can be varied to have different sets of readings. |  |  |  |  | 0 | [6 empty] | Experimental water-cooling tower is a forced draft counter flow type cooling tower specially designed for the Engineering students to provide them insight about actual working of tower. In this system, air from a fan enters at the bottom of the tower and after passing through the mesh packing, discharges into the atmosphere via a duct. Airflow is controlled by a butterfly valve on the blower's delivery line. Water is evenly distributed over the packing by nozzles at top of the tower. Water flow and temperatures can be measured and controlled with suitable instrumentation provided. A water tank at the bottom fitted with level gauge enables to show the exact evaporation loss. Front side acrylic sheet provides actual visualization of cooling tower operation. Air and water flow rates as well as inlet water temperatures can be varied to have different sets of readings. |  |  |  |  | 0 |  |  | Experimental water-cooling tower is a forced draft counter flow type cooling tower specially designed for the Engineering students to provide them insight about actual working of tower. In this system, air from a fan enters at the bottom of the tower and after passing through the mesh packing, discharges into the atmosphere via a duct. Airflow is controlled by a butterfly valve on the blower's delivery line. Water is evenly distributed over the packing by nozzles at top of the tower. Water flow and temperatures can be measured and controlled with suitable instrumentation provided. A water tank at the bottom fitted with level gauge enables to show the exact evaporation loss. Front side acrylic sheet provides actual visualization of cooling tower operation. Air and water flow rates as well as inlet water temperatures can be varied to have different sets of readings. | [7 empty] | To determine overall heat transfer co-efficient for condenser and evaporator. |  |  |  |  | 0
|  | TECHNICAL DETAIL: |  |  |  |  | 0 | [6 empty] | TECHNICAL DETAIL: |  |  |  |  | 0 |  |  | TECHNICAL DETAIL: | [6 empty] | D | COOLING TOWER TEST RIG | 265300 | 1 | 265300 |  | 0
|  | Tower : Material Stainless Steel Size - Cross-Section 150x 150mm, Height 750mm |  |  |  |  | 0 | [6 empty] | Tower : Material Stainless Steel Size - Cross-Section 150x 150mm, Height 750mm |  |  |  |  | 0 |  |  | Tower : Material Stainless Steel Size - Cross-Section 150x 150mm, Height 750mm | [7 empty] | Experimental water-cooling tower is a forced draft counter flow type cooling tower specially designed for the Engineering students to provide them insight about actual working of tower. In this system, air from a fan enters at the bottom of the tower and after passing through the mesh packing, discharges into the atmosphere via a duct. Airflow is controlled by a butterfly valve on the blower's delivery line. Water is evenly distributed over the packing by nozzles at top of the tower. Water flow and temperatures can be measured and controlled with suitable instrumentation provided. A water tank at the bottom fitted with level gauge enables to show the exact evaporation loss. Front side acrylic sheet provides actual visualization of cooling tower operation. Air and water flow rates as well as inlet water temperatures can be varied to have different sets of readings. |  |  |  |  | 0
|  | Packing: Expanded wire mesh. |  |  |  |  | 0 | [6 empty] | Packing: Expanded wire mesh. |  |  |  |  | 0 |  |  | Packing: Expanded wire mesh. | [7 empty] | TECHNICAL DETAIL: |  |  |  |  | 0
|  | Air Circulation: By forced draft fan, arrangement is done to vary the air flow rate. |  |  |  |  | 0 | [6 empty] | Air Circulation: By forced draft fan, arrangement is done to vary the air flow rate. |  |  |  |  | 0 |  |  | Air Circulation: By forced draft fan, arrangement is done to vary the air flow rate. | [7 empty] | Tower : Material Stainless Steel Size - Cross-Section 150x 150mm, Height 750mm |  |  |  |  | 0
|  | Air Flow Measurement: Orificemeter with U-tube manometer. |  |  |  |  | 0 | [6 empty] | Air Flow Measurement: Orificemeter with U-tube manometer. |  |  |  |  | 0 |  |  | Air Flow Measurement: Orificemeter with U-tube manometer. | [7 empty] | Packing: Expanded wire mesh. |  |  |  |  | 0
|  | Water Flow Measurement: Rotameter. |  |  |  |  | 0 | [6 empty] | Water Flow Measurement: Rotameter. |  |  |  |  | 0 |  |  | Water Flow Measurement: Rotameter. | [7 empty] | Air Circulation: By forced draft fan, arrangement is done to vary the air flow rate. |  |  |  |  | 0
|  | Dry & Wet Bulb Temp. : Measured by Temperature Sensors. |  |  |  |  | 0 | [6 empty] | Dry & Wet Bulb Temp. : Measured by Temperature Sensors. |  |  |  |  | 0 |  |  | Dry & Wet Bulb Temp. : Measured by Temperature Sensors. | [7 empty] | Air Flow Measurement: Orificemeter with U-tube manometer. |  |  |  |  | 0
|  | Hot Water Tank: Material Stainless Steel, Double wall, insulated with ceramic fibre wool |  |  |  |  | 0 | [6 empty] | Hot Water Tank: Material Stainless Steel, Double wall, insulated with ceramic fibre wool |  |  |  |  | 0 |  |  | Hot Water Tank: Material Stainless Steel, Double wall, insulated with ceramic fibre wool | [7 empty] | Water Flow Measurement: Rotameter. |  |  |  |  | 0
|  | Hot water circulation : Magnetic Pump |  |  |  |  | 0 | [6 empty] | Hot water circulation : Magnetic Pump |  |  |  |  | 0 |  |  | Hot water circulation : Magnetic Pump | [7 empty] | Dry & Wet Bulb Temp. : Measured by Temperature Sensors. |  |  |  |  | 0
|  | Heater : Nichrome wire heater |  |  |  |  | 0 | [6 empty] | Heater : Nichrome wire heater |  |  |  |  | 0 |  |  | Heater : Nichrome wire heater | [7 empty] | Hot Water Tank: Material Stainless Steel, Double wall, insulated with ceramic fibre wool |  |  |  |  | 0
|  | Temperature sensors: RTD PT-100 type 6 Nos. |  |  |  |  | 0 | [6 empty] | Temperature sensors: RTD PT-100 type 6 Nos. |  |  |  |  | 0 |  |  | Temperature sensors: RTD PT-100 type 6 Nos. | [7 empty] | Hot water circulation : Magnetic Pump |  |  |  |  | 0
|  | Control panel comprising of : |  |  |  |  | 0 | [6 empty] | Control panel comprising of : |  |  |  |  | 0 |  |  | Control panel comprising of : | [7 empty] | Heater : Nichrome wire heater |  |  |  |  | 0
|  | Digital Temp. Controller: 0-2000C, For hot water tank |  |  |  |  | 0 | [6 empty] | Digital Temp. Controller: 0-2000C, For hot water tank |  |  |  |  | 0 |  |  | Digital Temp. Controller: 0-2000C, For hot water tank | [7 empty] | Temperature sensors: RTD PT-100 type 6 Nos. |  |  |  |  | 0
|  | Digital Temp. Indicator: 0-199.90C, with multi-channel switch |  |  |  |  | 0 | [6 empty] | Digital Temp. Indicator: 0-199.90C, with multi-channel switch |  |  |  |  | 0 |  |  | Digital Temp. Indicator: 0-199.90C, with multi-channel switch | [7 empty] | Control panel comprising of : |  |  |  |  | 0
|  | With Standard make On/Off switch, Mains Indicator & fuse etc. |  |  |  |  | 0 | [6 empty] | With Standard make On/Off switch, Mains Indicator & fuse etc. |  |  |  |  | 0 |  |  | With Standard make On/Off switch, Mains Indicator & fuse etc. | [7 empty] | Digital Temp. Controller: 0-2000C, For hot water tank |  |  |  |  | 0
|  | Instruction Manual: An ENGLISH instruction manual will be provided along with the Apparatus |  |  |  |  | 0 | [6 empty] | Instruction Manual: An ENGLISH instruction manual will be provided along with the Apparatus |  |  |  |  | 0 |  |  | Instruction Manual: An ENGLISH instruction manual will be provided along with the Apparatus | [7 empty] | Digital Temp. Indicator: 0-199.90C, with multi-channel switch |  |  |  |  | 0
|  | The whole set up well designed and arrange in a good quality painted structure. |  |  |  |  | 0 | [6 empty] | The whole set up well designed and arrange in a good quality painted structure. |  |  |  |  | 0 |  |  | The whole set up well designed and arrange in a good quality painted structure. | [7 empty] | With Standard make On/Off switch, Mains Indicator & fuse etc. |  |  |  |  | 0
|  | EXPERIMENTATION: |  |  |  |  | 0 | [6 empty] | EXPERIMENTATION: |  |  |  |  | 0 |  |  | EXPERIMENTATION: | [7 empty] | Instruction Manual: An ENGLISH instruction manual will be provided along with the Apparatus |  |  |  |  | 0
|  | Actual visualization of the cooling tower operation. |  |  |  |  | 0 | [6 empty] | Actual visualization of the cooling tower operation. |  |  |  |  | 0 |  |  | Actual visualization of the cooling tower operation. | [7 empty] | The whole set up well designed and arrange in a good quality painted structure. |  |  |  |  | 0
|  | To determine the mass transfer coefficient. |  |  |  |  | 0 | [6 empty] | To determine the mass transfer coefficient. |  |  |  |  | 0 |  |  | To determine the mass transfer coefficient. | [7 empty] | EXPERIMENTATION: |  |  |  |  | 0
| E | AIR CONDITIONING TEST RIG | 345800 | 1 | 345800 |  | 0 | [5 empty] | E | AIR CONDITIONING TEST RIG | 345800 | 1 | 345800 |  | 0 |  | E | AIR CONDITIONING TEST RIG | 345800 | 1 | 345800 |  |  |  |  | Actual visualization of the cooling tower operation. |  |  |  |  | 0
|  | The Air Conditioning Test Rig unit is required to conduct experiments and demonstrate the process of cooling of atmospheric air. The unit will be fitted with all instruments facilities so that temperature, pressure etc. may be measured at different points in the air conditioning system. |  |  |  |  | 0 | [6 empty] | The Air Conditioning Test Rig unit is required to conduct experiments and demonstrate the process of cooling of atmospheric air. The unit will be fitted with all instruments facilities so that temperature, pressure etc. may be measured at different points in the air conditioning system. |  |  |  |  | 0 |  |  | The Air Conditioning Test Rig unit is required to conduct experiments and demonstrate the process of cooling of atmospheric air. The unit will be fitted with all instruments facilities so that temperature, pressure etc. may be measured at different points in the air conditioning system. | [7 empty] | To determine the mass transfer coefficient. |  |  |  |  | 0
|  | TECHNICAL DETAIL: |  |  |  |  | 0 | [6 empty] | TECHNICAL DETAIL: |  |  |  |  | 0 |  |  | TECHNICAL DETAIL: | [6 empty] | E | AIR CONDITIONING TEST RIG | 345800 | 1 | 345800 | 0 | 0
|  | Compressor: Hermitically sealed compressor. Capacity 1 Ton, Kirloskar make. |  |  |  |  | 0 | [6 empty] | Compressor: Hermitically sealed compressor. Capacity 1 Ton, Kirloskar make. |  |  |  |  | 0 |  |  | Compressor: Hermitically sealed compressor. Capacity 1 Ton, Kirloskar make. | [7 empty] | The Air Conditioning Test Rig unit is required to conduct experiments and demonstrate the process of cooling of atmospheric air. The unit will be fitted with all instruments facilities so that temperature, pressure etc. may be measured at different points in the air conditioning system. |  |  |  |  | 0
|  | Condenser : Air cooled compatible to 1 Ton compressor |  |  |  |  | 0 | [6 empty] | Condenser : Air cooled compatible to 1 Ton compressor |  |  |  |  | 0 |  |  | Condenser : Air cooled compatible to 1 Ton compressor | [7 empty] | TECHNICAL DETAIL: |  |  |  |  | 0
|  | Condenser Cooling fan: Compatible capacity with permanent lubricated motor. |  |  |  |  | 0 | [6 empty] | Condenser Cooling fan: Compatible capacity with permanent lubricated motor. |  |  |  |  | 0 |  |  | Condenser Cooling fan: Compatible capacity with permanent lubricated motor. | [7 empty] | Compressor: Hermitically sealed compressor. Capacity 1 Ton, Kirloskar make. |  |  |  |  | 0
|  | Pressure Gauges: 2 Nos. |  |  |  |  | 0 | [6 empty] | Pressure Gauges: 2 Nos. |  |  |  |  | 0 |  |  | Pressure Gauges: 2 Nos. | [7 empty] | Condenser : Air cooled compatible to 1 Ton compressor |  |  |  |  | 0
|  | Evaporator: Compatible to 1 Ton, made of copper tube and aluminum fins fitted with compatible capacity fan. |  |  |  |  | 0 | [6 empty] | Evaporator: Compatible to 1 Ton, made of copper tube and aluminum fins fitted with compatible capacity fan. |  |  |  |  | 0 |  |  | Evaporator: Compatible to 1 Ton, made of copper tube and aluminum fins fitted with compatible capacity fan. | [7 empty] | Condenser Cooling fan: Compatible capacity with permanent lubricated motor. |  |  |  |  | 0
|  | Safety Control: over load and over current protection for Compressor with Time delay circuit. |  |  |  |  | 0 | [6 empty] | Safety Control: over load and over current protection for Compressor with Time delay circuit. |  |  |  |  | 0 |  |  | Safety Control: over load and over current protection for Compressor with Time delay circuit. | [7 empty] | Pressure Gauges: 2 Nos. |  |  |  |  | 0
|  | Expansion Device: Capillary Tube compatible capacity. |  |  |  |  | 0 | [6 empty] | Expansion Device: Capillary Tube compatible capacity. |  |  |  |  | 0 |  |  | Expansion Device: Capillary Tube compatible capacity. | [7 empty] | Evaporator: Compatible to 1 Ton, made of copper tube and aluminum fins fitted with compatible capacity fan. |  |  |  |  | 0
|  | Temperature Sensor: RTD PT-100 Type. |  |  |  |  | 0 | [6 empty] | Temperature Sensor: RTD PT-100 Type. |  |  |  |  | 0 |  |  | Temperature Sensor: RTD PT-100 Type. | [7 empty] | Safety Control: over load and over current protection for Compressor with Time delay circuit. |  |  |  |  | 0
|  | Temperature Measurement: Digital Temperature Indicator with multi-channel switch. |  |  |  |  | 0 | [6 empty] | Temperature Measurement: Digital Temperature Indicator with multi-channel switch. |  |  |  |  | 0 |  |  | Temperature Measurement: Digital Temperature Indicator with multi-channel switch. | [7 empty] | Expansion Device: Capillary Tube compatible capacity. |  |  |  |  | 0
|  | Instruction Manual: An ENGLISH instruction manual will be provided along with the Apparatus. |  |  |  |  | 0 | [6 empty] | Instruction Manual: An ENGLISH instruction manual will be provided along with the Apparatus. |  |  |  |  | 0 |  |  | Instruction Manual: An ENGLISH instruction manual will be provided along with the Apparatus. | [7 empty] | Temperature Sensor: RTD PT-100 Type. |  |  |  |  | 0
|  | All Other accessories like Hand shut off valves, filter drier and Thermostat, Pressure gauges will be provided. |  |  |  |  | 0 | [6 empty] | All Other accessories like Hand shut off valves, filter drier and Thermostat, Pressure gauges will be provided. |  |  |  |  | 0 |  |  | All Other accessories like Hand shut off valves, filter drier and Thermostat, Pressure gauges will be provided. | [7 empty] | Temperature Measurement: Digital Temperature Indicator with multi-channel switch. |  |  |  |  | 0
|  | All the accessories will be mounted as rigid base frame made of M.S. and it will be powder coated. |  |  |  |  | 0 | [6 empty] | All the accessories will be mounted as rigid base frame made of M.S. and it will be powder coated. |  |  |  |  | 0 |  |  | All the accessories will be mounted as rigid base frame made of M.S. and it will be powder coated. | [7 empty] | Instruction Manual: An ENGLISH instruction manual will be provided along with the Apparatus. |  |  |  |  | 0
|  | EXPERIMENTATION: |  |  |  |  | 0 | [6 empty] | EXPERIMENTATION: |  |  |  |  | 0 |  |  | EXPERIMENTATION: | [7 empty] | All Other accessories like Hand shut off valves, filter drier and Thermostat, Pressure gauges will be provided. |  |  |  |  | 0
|  | To study the Vapour Compression air conditioning cycle. |  |  |  |  | 0 | [6 empty] | To study the Vapour Compression air conditioning cycle. |  |  |  |  | 0 |  |  | To study the Vapour Compression air conditioning cycle. | [7 empty] | All the accessories will be mounted as rigid base frame made of M.S. and it will be powder coated. |  |  |  |  | 0
|  | To Calculate Co-efficient of performance- (COP) by the use of P-H diagram. |  |  |  |  | 0 | [6 empty] | To Calculate Co-efficient of performance- (COP) by the use of P-H diagram. |  |  |  |  | 0 |  |  | To Calculate Co-efficient of performance- (COP) by the use of P-H diagram. | [7 empty] | EXPERIMENTATION: |  |  |  |  | 0
| F | ELECTROLUX REFRIGERATOR TEST RIG | 184800 | 1 | 184800 |  | 0 | [5 empty] | F | ELECTROLUX REFRIGERATOR TEST RIG | 184800 | 1 | 184800 |  | 0 |  | F | ELECTROLUX REFRIGERATOR TEST RIG | 184800 | 1 | 184800 |  |  |  |  | To study the Vapour Compression air conditioning cycle. |  |  |  |  | 0
|  | The set up demonstrates the students about the basic principal of a vapour absorption refrigeration cycle. The test rig is designed for the study of thermodynamics of vapour absorption refrigeration cycle by measuring temperature at different position. |  |  |  |  | 0 | [6 empty] | The set up demonstrates the students about the basic principal of a vapour absorption refrigeration cycle. The test rig is designed for the study of thermodynamics of vapour absorption refrigeration cycle by measuring temperature at different position. |  |  |  |  | 0 |  |  | The set up demonstrates the students about the basic principal of a vapour absorption refrigeration cycle. The test rig is designed for the study of thermodynamics of vapour absorption refrigeration cycle by measuring temperature at different position. | [7 empty] | To Calculate Co-efficient of performance- (COP) by the use of P-H diagram. |  |  |  |  | 0
|  | TECHNICAL DETAIL: |  |  |  |  | 0 | [6 empty] | TECHNICAL DETAIL: |  |  |  |  | 0 |  |  | TECHNICAL DETAIL: | [6 empty] | F | ELECTROLUX REFRIGERATOR TEST RIG | 184800 | 1 | 184800 |  | 0
|  | Sealed Circuit: The System has no moving parts at all, which makes it Silent and very durable. |  |  |  |  | 0 | [6 empty] | Sealed Circuit: The System has no moving parts at all, which makes it Silent and very durable. |  |  |  |  | 0 |  |  | Sealed Circuit: The System has no moving parts at all, which makes it Silent and very durable. | [7 empty] | The set up demonstrates the students about the basic principal of a vapour absorption refrigeration cycle. The test rig is designed for the study of thermodynamics of vapour absorption refrigeration cycle by measuring temperature at different position. |  |  |  |  | 0
|  | Refrigerant: Mixture of three fluid system Ammonia(NH3) + Water (H2O) + Hydrogen (H2) |  |  |  |  | 0 | [6 empty] | Refrigerant: Mixture of three fluid system Ammonia(NH3) + Water (H2O) + Hydrogen (H2) |  |  |  |  | 0 |  |  | Refrigerant: Mixture of three fluid system Ammonia(NH3) + Water (H2O) + Hydrogen (H2) | [7 empty] | TECHNICAL DETAIL: |  |  |  |  | 0
|  | Gases: Non – CEC, Non – HCFC, Non – FCKW, Non – Freon |  |  |  |  | 0 | [6 empty] | Gases: Non – CEC, Non – HCFC, Non – FCKW, Non – Freon |  |  |  |  | 0 |  |  | Gases: Non – CEC, Non – HCFC, Non – FCKW, Non – Freon | [7 empty] | Sealed Circuit: The System has no moving parts at all, which makes it Silent and very durable. |  |  |  |  | 0
|  | Mode of System : Externally heated by electric resistance |  |  |  |  | 0 | [6 empty] | Mode of System : Externally heated by electric resistance |  |  |  |  | 0 |  |  | Mode of System : Externally heated by electric resistance | [7 empty] | Refrigerant: Mixture of three fluid system Ammonia(NH3) + Water (H2O) + Hydrogen (H2) |  |  |  |  | 0
|  | Evaporator : Coil Type evaporator with facility to determine performance efficiency ratio (PER) |  |  |  |  | 0 | [6 empty] | Evaporator : Coil Type evaporator with facility to determine performance efficiency ratio (PER) |  |  |  |  | 0 |  |  | Evaporator : Coil Type evaporator with facility to determine performance efficiency ratio (PER) | [7 empty] | Gases: Non – CEC, Non – HCFC, Non – FCKW, Non – Freon |  |  |  |  | 0
|  | Volume of Cabinet: 41 Ltrs., Voltage Input – 65 Watts, |  |  |  |  | 0 | [6 empty] | Volume of Cabinet: 41 Ltrs., Voltage Input – 65 Watts, |  |  |  |  | 0 |  |  | Volume of Cabinet: 41 Ltrs., Voltage Input – 65 Watts, | [7 empty] | Mode of System : Externally heated by electric resistance |  |  |  |  | 0
|  | Electrical Consumption/24 Hrs. – 0.8 kWh, Auto Defrost Fuzzy Logic System, Voltage – Single Phase, 220 Volts, AC 50 Hz. |  |  |  |  | 0 | [6 empty] | Electrical Consumption/24 Hrs. – 0.8 kWh, Auto Defrost Fuzzy Logic System, Voltage – Single Phase, 220 Volts, AC 50 Hz. |  |  |  |  | 0 |  |  | Electrical Consumption/24 Hrs. – 0.8 kWh, Auto Defrost Fuzzy Logic System, Voltage – Single Phase, 220 Volts, AC 50 Hz. | [7 empty] | Evaporator : Coil Type evaporator with facility to determine performance efficiency ratio (PER) |  |  |  |  | 0
|  | Temperature Sensor : RTD PT-100 Type. |  |  |  |  | 0 | [6 empty] | Temperature Sensor : RTD PT-100 Type. |  |  |  |  | 0 |  |  | Temperature Sensor : RTD PT-100 Type. | [7 empty] | Volume of Cabinet: 41 Ltrs., Voltage Input – 65 Watts, |  |  |  |  | 0
|  | Control Panel comprises of : |  |  |  |  | 0 | [6 empty] | Control Panel comprises of : |  |  |  |  | 0 |  |  | Control Panel comprises of : | [7 empty] | Electrical Consumption/24 Hrs. – 0.8 kWh, Auto Defrost Fuzzy Logic System, Voltage – Single Phase, 220 Volts, AC 50 Hz. |  |  |  |  | 0
|  | Digital Voltmeter : 0-300 V |  |  |  |  | 0 | [6 empty] | Digital Voltmeter : 0-300 V |  |  |  |  | 0 |  |  | Digital Voltmeter : 0-300 V | [7 empty] | Temperature Sensor : RTD PT-100 Type. |  |  |  |  | 0
|  | Digital Ammeter : 0-5 |  |  |  |  | 0 | [6 empty] | Digital Ammeter : 0-5 |  |  |  |  | 0 |  |  | Digital Ammeter : 0-5 | [7 empty] | Control Panel comprises of : |  |  |  |  | 0
|  | Temperature Measurement : Digital Temperature Indicator with multi-channel switch. |  |  |  |  | 0 | [6 empty] | Temperature Measurement : Digital Temperature Indicator with multi-channel switch. |  |  |  |  | 0 |  |  | Temperature Measurement : Digital Temperature Indicator with multi-channel switch. | [7 empty] | Digital Voltmeter : 0-300 V |  |  |  |  | 0
|  | Instruction Manual: An ENGLISH instruction manual will be provided along with the Apparatus |  |  |  |  | 0 | [6 empty] | Instruction Manual: An ENGLISH instruction manual will be provided along with the Apparatus |  |  |  |  | 0 |  |  | Instruction Manual: An ENGLISH instruction manual will be provided along with the Apparatus | [7 empty] | Digital Ammeter : 0-5 |  |  |  |  | 0
|  | EXPERIMENTATION: |  |  |  |  | 0 | [6 empty] | EXPERIMENTATION: |  |  |  |  | 0 |  |  | EXPERIMENTATION: | [7 empty] | Temperature Measurement : Digital Temperature Indicator with multi-channel switch. |  |  |  |  | 0
|  | To Calculate Co-efficient of performance |  |  |  |  | 0 | [6 empty] | To Calculate Co-efficient of performance |  |  |  |  | 0 |  |  | To Calculate Co-efficient of performance | [7 empty] | Instruction Manual: An ENGLISH instruction manual will be provided along with the Apparatus |  |  |  |  | 0
| G | Domestic Refrigerator Actual Cut Section | 51800 | 1 | 51800 |  | 0 | [5 empty] | G | Domestic Refrigerator Actual Cut Section | 51800 | 1 | 51800 |  | 0 |  | G | Domestic Refrigerator Actual Cut Section | 51800 | 1 | 51800 |  |  |  |  | EXPERIMENTATION: |  |  |  |  | 0
|  |  | Total |  | 2249800 |  | 0 | [7 empty] | Total |  | 2249800 |  | 0 |  |  |  | Total |  | 2249800 |  |  |  |  | To Calculate Co-efficient of performance |  |  |  |  | 0
9 | Automobile Model |  | - | [8 empty] | 9 | Automobile Model |  | - |  |  |  |  | 9 | Automobile Model |  | - | [5 empty] | G | Domestic Refrigerator Actual Cut Section | 51800 | 1 | 51800 |  | 1
|  | Clutch Models - Set Of 7 | 121800 | 1 | 121800 |  | 0 | [6 empty] | Clutch Models - Set Of 7 | 121800 | 1 | 121800 |  | 0 |  |  | Clutch Models - Set Of 7 | 121800 | 1 | 121800 | [5 empty] | Total |  | 2249800 |  | 1
|  | Claw Clutch |  |  |  |  | 0 | [6 empty] | Claw Clutch |  |  |  |  | 0 |  |  | Claw Clutch | [5 empty] | 9 | Automobile Model |  | -
|  | Conical Friction Clutch |  |  |  |  | 0 | [6 empty] | Conical Friction Clutch |  |  |  |  | 0 |  |  | Conical Friction Clutch | [7 empty] | Clutch Models - Set Of 7 | 121800 | 1 | 121800 |  | 0
|  | Plate Clutch |  |  |  |  | 0 | [6 empty] | Plate Clutch |  |  |  |  | 0 |  |  | Plate Clutch | [7 empty] | Claw Clutch |  |  |  |  | 0
|  | Centrifugal Clutch |  |  |  |  | 0 | [6 empty] | Centrifugal Clutch |  |  |  |  | 0 |  |  | Centrifugal Clutch | [7 empty] | Conical Friction Clutch |  |  |  |  | 0
|  | Multiplate Clutch |  |  |  |  | 0 | [6 empty] | Multiplate Clutch |  |  |  |  | 0 |  |  | Multiplate Clutch | [7 empty] | Plate Clutch |  |  |  |  | 0
|  | Coil Spring Type Single Plate Clutch - Actual Working Model |  |  |  |  | 0 | [6 empty] | Coil Spring Type Single Plate Clutch - Actual Working Model |  |  |  |  | 0 |  |  | Coil Spring Type Single Plate Clutch - Actual Working Model | [7 empty] | Centrifugal Clutch |  |  |  |  | 0
|  | Diaphragm Type Single Plate Clutch - Actual Working Model |  |  |  |  | 0 | [6 empty] | Diaphragm Type Single Plate Clutch - Actual Working Model |  |  |  |  | 0 |  |  | Diaphragm Type Single Plate Clutch - Actual Working Model | [7 empty] | Multiplate Clutch |  |  |  |  | 0
|  | Transmission System | 48300 | 1 | 48300 |  | 0 | [6 empty] | Transmission System | 48300 | 1 | 48300 |  | 0 |  |  | Transmission System | 48300 | 1 | 48300 |  |  |  |  | Coil Spring Type Single Plate Clutch - Actual Working Model |  |  |  |  | 0
|  | Synchro-Mesh Gear Box (Actual Cut Section) |  |  |  |  | 0 | [6 empty] | Synchro-Mesh Gear Box (Actual Cut Section) |  |  |  |  | 0 |  |  | Synchro-Mesh Gear Box (Actual Cut Section) | [7 empty] | Diaphragm Type Single Plate Clutch - Actual Working Model |  |  |  |  | 0
|  | Front Drive Line With Differential Gear Assembly | 51800 | 1 | 51800 |  | 0 | [6 empty] | Front Drive Line With Differential Gear Assembly | 51800 | 1 | 51800 |  | 0 |  |  | Front Drive Line With Differential Gear Assembly | 51800 | 1 | 51800 |  |  |  |  | Transmission System | 48300 | 1 | 48300 |  | 0
|  | Rear Drive Line With Differential Gear Assembly | 51800 | 1 | 51800 |  | 0 | [6 empty] | Rear Drive Line With Differential Gear Assembly | 51800 | 1 | 51800 |  | 0 |  |  | Rear Drive Line With Differential Gear Assembly | 51800 | 1 | 51800 |  |  |  |  | Synchro-Mesh Gear Box (Actual Cut Section) |  |  |  |  | 0
|  | 4 Stroke 1 Cylinder Diesel Engine - Motor Driven | 100800 | 1 | 100800 |  | 0 | [6 empty] | 4 Stroke 1 Cylinder Diesel Engine - Motor Driven | 100800 | 1 | 100800 |  | 0 |  |  | 4 Stroke 1 Cylinder Diesel Engine - Motor Driven | 100800 | 1 | 100800 |  |  |  |  | Front Drive Line With Differential Gear Assembly | 51800 | 1 | 51800 |  | 0
|  | With Valve Timing Attachment |  |  |  |  | 0 | [6 empty] | With Valve Timing Attachment |  |  |  |  | 0 |  |  | With Valve Timing Attachment | [7 empty] | Rear Drive Line With Differential Gear Assembly | 51800 | 1 | 51800 |  | 0
|  | 2 Stroke 1 Cylinder Petrol Engine - Motor Driven | 79800 | 1 | 79800 |  | 0 | [6 empty] | 2 Stroke 1 Cylinder Petrol Engine - Motor Driven | 79800 | 1 | 79800 |  | 0 |  |  | 2 Stroke 1 Cylinder Petrol Engine - Motor Driven | 79800 | 1 | 79800 |  |  |  |  | 4 Stroke 1 Cylinder Diesel Engine - Motor Driven | 100800 | 1 | 100800 |  | 0
|  | Actual Cut Section Model |  |  |  |  | 0 | [6 empty] | Actual Cut Section Model |  |  |  |  | 0 |  |  | Actual Cut Section Model | [7 empty] | With Valve Timing Attachment |  |  |  |  | 0
|  | 4 Stroke 1 Cylinder Petrol Engine - Motor Driven | 83300 | 1 | 83300 |  | 0 | [6 empty] | 4 Stroke 1 Cylinder Petrol Engine - Motor Driven | 83300 | 1 | 83300 |  | 0 |  |  | 4 Stroke 1 Cylinder Petrol Engine - Motor Driven | 83300 | 1 | 83300 |  |  |  |  | 2 Stroke 1 Cylinder Petrol Engine - Motor Driven | 79800 | 1 | 79800 |  | 0
|  | Actual Cut Section Model |  |  |  |  | 0 | [6 empty] | Actual Cut Section Model |  |  |  |  | 0 |  |  | Actual Cut Section Model | [7 empty] | Actual Cut Section Model |  |  |  |  | 0
|  | Fuel Supply System Of A Petrol Engine - Carburator Type | 23800 | 1 | 23800 |  | 0 | [6 empty] | Fuel Supply System Of A Petrol Engine - Carburator Type | 23800 | 1 | 23800 |  | 0 |  |  | Fuel Supply System Of A Petrol Engine - Carburator Type | 23800 | 1 | 23800 |  |  |  |  | 4 Stroke 1 Cylinder Petrol Engine - Motor Driven | 83300 | 1 | 83300 |  | 0
|  | Actual Cut Section Model |  |  |  |  | 0 | [6 empty] | Actual Cut Section Model |  |  |  |  | 0 |  |  | Actual Cut Section Model | [7 empty] | Actual Cut Section Model |  |  |  |  | 0
|  | Fuel Supply System Of A Diesel Engine - Actual Working Model | 28000 | 1 | 28000 |  | 0 | [6 empty] | Fuel Supply System Of A Diesel Engine - Actual Working Model | 28000 | 1 | 28000 |  | 0 |  |  | Fuel Supply System Of A Diesel Engine - Actual Working Model | 28000 | 1 | 28000 |  |  |  |  | Fuel Supply System Of A Petrol Engine - Carburator Type | 23800 | 1 | 23800 |  | 0
|  | Lubrication System of an Automobile | 42000 | 1 | 420000 |  | 0 | [6 empty] | Lubrication System of an Automobile | 42000 | 1 | 420000 |  | 0 |  |  | Lubrication System of an Automobile | 42000 | 1 | 420000 |  |  |  |  | Actual Cut Section Model |  |  |  |  | 0
|  | Cooling System of an Automobile | 38500 | 1 | 38500 |  | 0 | [6 empty] | Cooling System of an Automobile | 38500 | 1 | 38500 |  | 0 |  |  | Cooling System of an Automobile | 38500 | 1 | 38500 |  |  |  |  | Fuel Supply System Of A Diesel Engine - Actual Working Model | 28000 | 1 | 28000 |  | 0
|  | Front Suspension Type System | 51800 | 1 | 51800 |  | 0 | [6 empty] | Front Suspension Type System | 51800 | 1 | 51800 |  | 0 |  |  | Front Suspension Type System | 51800 | 1 | 51800 |  |  |  |  | Lubrication System of an Automobile | 42000 | 1 | 420000 |  | 0
|  | Macpherson Type Suspension System |  |  |  |  | 0 | [6 empty] | Macpherson Type Suspension System |  |  |  |  | 0 |  |  | Macpherson Type Suspension System | [7 empty] | Cooling System of an Automobile | 38500 | 1 | 38500 |  | 0
|  | Rear Suspension System | 48300 | 1 | 48300 |  | 0 | [6 empty] | Rear Suspension System | 48300 | 1 | 48300 |  | 0 |  |  | Rear Suspension System | 48300 | 1 | 48300 |  |  |  |  | Front Suspension Type System | 51800 | 1 | 51800 |  | 0
|  | Leaf Spring Type Suspension System |  |  |  |  | 0 | [6 empty] | Leaf Spring Type Suspension System |  |  |  |  | 0 |  |  | Leaf Spring Type Suspension System | [7 empty] | Macpherson Type Suspension System |  |  |  |  | 0
|  | Rack & Pinion Type Car Steering System | 51800 | 1 | 51800 |  | 0 | [6 empty] | Rack & Pinion Type Car Steering System | 51800 | 1 | 51800 |  | 0 |  |  | Rack & Pinion Type Car Steering System | 51800 | 1 | 51800 |  |  |  |  | Rear Suspension System | 48300 | 1 | 48300 |  | 0
|  | Actual Working Model |  |  |  |  | 0 | [6 empty] | Actual Working Model |  |  |  |  | 0 |  |  | Actual Working Model | [7 empty] | Leaf Spring Type Suspension System |  |  |  |  | 0
|  | Hydraulic Power Steering System Of A Car | 86800 | 1 | 86800 |  | 0 | [6 empty] | Hydraulic Power Steering System Of A Car | 86800 | 1 | 86800 |  | 0 |  |  | Hydraulic Power Steering System Of A Car | 86800 | 1 | 86800 |  |  |  |  | Rack & Pinion Type Car Steering System | 51800 | 1 | 51800 |  | 0
|  | Actual Working Model |  |  |  |  | 0 | [6 empty] | Actual Working Model |  |  |  |  | 0 |  |  | Actual Working Model | [7 empty] | Actual Working Model |  |  |  |  | 0
|  | Front Disc & Rear Drum Hydraulic Brake Unit | 65800 | 1 | 65800 |  | 0 | [6 empty] | Front Disc & Rear Drum Hydraulic Brake Unit | 65800 | 1 | 65800 |  | 0 |  |  | Front Disc & Rear Drum Hydraulic Brake Unit | 65800 | 1 | 65800 |  |  |  |  | Hydraulic Power Steering System Of A Car | 86800 | 1 | 86800 |  | 0
|  | Internally Expanding - Mechanical Drum Brake System | 16800 | 1 | 16800 |  | 0 | [6 empty] | Internally Expanding - Mechanical Drum Brake System | 16800 | 1 | 16800 |  | 0 |  |  | Internally Expanding - Mechanical Drum Brake System | 16800 | 1 | 16800 |  |  |  |  | Actual Working Model |  |  |  |  | 0
|  | Vacuum Assisted Hydraulic Drum Brake | 79800 | 1 | 79800 |  | 0 | [6 empty] | Vacuum Assisted Hydraulic Drum Brake | 79800 | 1 | 79800 |  | 0 |  |  | Vacuum Assisted Hydraulic Drum Brake | 79800 | 1 | 79800 |  |  |  |  | Front Disc & Rear Drum Hydraulic Brake Unit | 65800 | 1 | 65800 |  | 0
|  | With Vacuum Booster & Motorised Vacuum Pump |  |  |  |  | 0 | [6 empty] | With Vacuum Booster & Motorised Vacuum Pump |  |  |  |  | 0 |  |  | With Vacuum Booster & Motorised Vacuum Pump | [7 empty] | Internally Expanding - Mechanical Drum Brake System | 16800 | 1 | 16800 |  | 0
|  | Air Brake System Of A Truck - Actual Working | 170800 | 1 | 170800 |  | 0 | [6 empty] | Air Brake System Of A Truck - Actual Working | 170800 | 1 | 170800 |  | 0 |  |  | Air Brake System Of A Truck - Actual Working | 170800 | 1 | 170800 |  |  |  |  | Vacuum Assisted Hydraulic Drum Brake | 79800 | 1 | 79800 |  | 0
|  | With Motorised Air Compressor |  |  |  |  | 0 | [6 empty] | With Motorised Air Compressor |  |  |  |  | 0 |  |  | With Motorised Air Compressor | [7 empty] | With Vacuum Booster & Motorised Vacuum Pump |  |  |  |  | 0
|  |  | Total |  | 1619800 |  | 0 | [7 empty] | Total |  | 1619800 |  | 0 |  |  |  | Total |  | 1619800 |  |  |  |  | Air Brake System Of A Truck - Actual Working | 170800 | 1 | 170800 |  | 0
10 | Internal Combustion Engine |  | - | [8 empty] | 10 | Internal Combustion Engine |  | - |  |  |  |  | 10 | Internal Combustion Engine |  | - | [6 empty] | With Motorised Air Compressor |  |  |  |  | 0
| A | Four Stroke Single Cylinder, Multi fuel, Research Engine Test Setup with Flue Gas Analysis & Thermal Analyzer | 3600000 | 1 | 3600000 |  | 0 | [5 empty] | A | Four Stroke Single Cylinder, Multi fuel, Research Engine Test Setup with Flue Gas Analysis & Thermal Analyzer | 3600000 | 1 | 3600000 | 1 | 3600000 |  | A | Four Stroke Single Cylinder, Multi fuel, Research Engine Test Setup with Flue Gas Analysis & Thermal Analyzer | 3600000 | 1 | 3600000 | 1 | 3600000 |  |  |  | Total |  | 1619800 |  | 0
|  | Specification: |  |  |  |  | 0 | [6 empty] | Specification: |  |  |  |  | 0 |  |  | Specification: | [5 empty] | 10 | Internal Combustion Engine |  | -
|  | Advance diagnostic features (ADF) |  |  |  |  | 0 | [6 empty] | Advance diagnostic features (ADF) |  |  |  |  | 0 |  |  | Advance diagnostic features (ADF) | [6 empty] | A | Four Stroke Single Cylinder, Multi fuel, Research Engine Test Setup with Flue Gas Analysis & Thermal Analyzer | 3600000 | 1 | 3600000 |  | 0
|  | Open ECU for (performance optimization) operation tuning |  |  |  |  | 0 | [6 empty] | Open ECU for (performance optimization) operation tuning |  |  |  |  | 0 |  |  | Open ECU for (performance optimization) operation tuning | [7 empty] | Specification: |  |  |  |  | 0
|  | Combustion analysis |  |  |  |  | 0 | [6 empty] | Combustion analysis |  |  |  |  | 0 |  |  | Combustion analysis | [7 empty] | Advance diagnostic features (ADF) |  |  |  |  | 0
|  | Self-calculation and graphs sheets with excel programming’s for comparison |  |  |  |  | 0 | [6 empty] | Self-calculation and graphs sheets with excel programming’s for comparison |  |  |  |  | 0 |  |  | Self-calculation and graphs sheets with excel programming’s for comparison | [7 empty] | Open ECU for (performance optimization) operation tuning |  |  |  |  | 0
|  | Solution tabs as reference for online diagnostics to problems |  |  |  |  | 0 | [6 empty] | Solution tabs as reference for online diagnostics to problems |  |  |  |  | 0 |  |  | Solution tabs as reference for online diagnostics to problems | [7 empty] | Combustion analysis |  |  |  |  | 0
|  | Self-calibration/check techniques should be available |  |  |  |  | 0 | [6 empty] | Self-calibration/check techniques should be available |  |  |  |  | 0 |  |  | Self-calibration/check techniques should be available | [7 empty] | Self-calculation and graphs sheets with excel programming’s for comparison |  |  |  |  | 0
|  | Engine running mode VCR (12 to 18) adjustment with tilting head arrangement |  |  |  |  | 0 | [6 empty] | Engine running mode VCR (12 to 18) adjustment with tilting head arrangement |  |  |  |  | 0 |  |  | Engine running mode VCR (12 to 18) adjustment with tilting head arrangement | [7 empty] | Solution tabs as reference for online diagnostics to problems |  |  |  |  | 0
|  | Short route water cooled EGR arrangement |  |  |  |  | 0 | [6 empty] | Short route water cooled EGR arrangement |  |  |  |  | 0 |  |  | Short route water cooled EGR arrangement | [7 empty] | Self-calibration/check techniques should be available |  |  |  |  | 0
|  | Engine: Kirloskar make Single cylinder, 4 stroke, water cooled, stroke 110 mm, bore 87.5 mm, 661 cc. |  |  |  |  | 0 | [6 empty] | Engine: Kirloskar make Single cylinder, 4 stroke, water cooled, stroke 110 mm, bore 87.5 mm, 661 cc. |  |  |  |  | 0 |  |  | Engine: Kirloskar make Single cylinder, 4 stroke, water cooled, stroke 110 mm, bore 87.5 mm, 661 cc. | [7 empty] | Engine running mode VCR (12 to 18) adjustment with tilting head arrangement |  |  |  |  | 0
|  | Diesel mode: 3.5 KW, 1500 rpm, CR range 12-18 |  |  |  |  | 0 | [6 empty] | Diesel mode: 3.5 KW, 1500 rpm, CR range 12-18 |  |  |  |  | 0 |  |  | Diesel mode: 3.5 KW, 1500 rpm, CR range 12-18 | [7 empty] | Short route water cooled EGR arrangement |  |  |  |  | 0
|  | Injection variation:0- 25⁰ BTDC |  |  |  |  | 0 | [6 empty] | Injection variation:0- 25⁰ BTDC |  |  |  |  | 0 |  |  | Injection variation:0- 25⁰ BTDC | [7 empty] | Engine: Kirloskar make Single cylinder, 4 stroke, water cooled, stroke 110 mm, bore 87.5 mm, 661 cc. |  |  |  |  | 0
|  | Petrol mode: 3.5 KW@ 1500 rpm, Speed range 1200-1800 rpm, CR range 6-10, |  |  |  |  | 0 | [6 empty] | Petrol mode: 3.5 KW@ 1500 rpm, Speed range 1200-1800 rpm, CR range 6-10, |  |  |  |  | 0 |  |  | Petrol mode: 3.5 KW@ 1500 rpm, Speed range 1200-1800 rpm, CR range 6-10, | [7 empty] | Diesel mode: 3.5 KW, 1500 rpm, CR range 12-18 |  |  |  |  | 0
|  | Dynamometer : Type eddy current, water cooled with loading unit |  |  |  |  | 0 | [6 empty] | Dynamometer : Type eddy current, water cooled with loading unit |  |  |  |  | 0 |  |  | Dynamometer : Type eddy current, water cooled with loading unit | [7 empty] | Injection variation:0- 25⁰ BTDC |  |  |  |  | 0
|  | Propeller shaft: With universal joints |  |  |  |  | 0 | [6 empty] | Propeller shaft: With universal joints |  |  |  |  | 0 |  |  | Propeller shaft: With universal joints | [7 empty] | Petrol mode: 3.5 KW@ 1500 rpm, Speed range 1200-1800 rpm, CR range 6-10, |  |  |  |  | 0
|  | Air box: M S fabricated with orifice meter and manometer |  |  |  |  | 0 | [6 empty] | Air box: M S fabricated with orifice meter and manometer |  |  |  |  | 0 |  |  | Air box: M S fabricated with orifice meter and manometer | [7 empty] | Dynamometer : Type eddy current, water cooled with loading unit |  |  |  |  | 0
|  | Fuel tank: Capacity 15 lit with glass fuel metering column |  |  |  |  | 0 | [6 empty] | Fuel tank: Capacity 15 lit with glass fuel metering column |  |  |  |  | 0 |  |  | Fuel tank: Capacity 15 lit with glass fuel metering column | [7 empty] | Propeller shaft: With universal joints |  |  |  |  | 0
|  | Calorimeter: Type Pipe in pipe |  |  |  |  | 0 | [6 empty] | Calorimeter: Type Pipe in pipe |  |  |  |  | 0 |  |  | Calorimeter: Type Pipe in pipe | [7 empty] | Air box: M S fabricated with orifice meter and manometer |  |  |  |  | 0
|  | ECU: PE3 Series ECU, full build, potted enclosure with |  |  |  |  | 0 | [6 empty] | ECU: PE3 Series ECU, full build, potted enclosure with |  |  |  |  | 0 |  |  | ECU: PE3 Series ECU, full build, potted enclosure with | [7 empty] | Fuel tank: Capacity 15 lit with glass fuel metering column |  |  |  |  | 0
|  | peMonitor & peViewer software. |  |  |  |  | 0 | [6 empty] | peMonitor & peViewer software. |  |  |  |  | 0 |  |  | peMonitor & peViewer software. | [7 empty] | Calorimeter: Type Pipe in pipe |  |  |  |  | 0
|  | Piezo sensor: Combustion: Range 350Bar, Diesel line: Range 350 Bar, with low noise cable |  |  |  |  | 0 | [6 empty] | Piezo sensor: Combustion: Range 350Bar, Diesel line: Range 350 Bar, with low noise cable |  |  |  |  | 0 |  |  | Piezo sensor: Combustion: Range 350Bar, Diesel line: Range 350 Bar, with low noise cable | [7 empty] | ECU: PE3 Series ECU, full build, potted enclosure with |  |  |  |  | 0
|  | Crank angle sensor: Resolution 1 Deg, Speed 5500 RPM with TDC pulse. |  |  |  |  | 0 | [6 empty] | Crank angle sensor: Resolution 1 Deg, Speed 5500 RPM with TDC pulse. |  |  |  |  | 0 |  |  | Crank angle sensor: Resolution 1 Deg, Speed 5500 RPM with TDC pulse. | [7 empty] | peMonitor & peViewer software. |  |  |  |  | 0
|  | Data acquisition device: NI USB-6210, 16-bit, 250kS/s. |  |  |  |  | 0 | [6 empty] | Data acquisition device: NI USB-6210, 16-bit, 250kS/s. |  |  |  |  | 0 |  |  | Data acquisition device: NI USB-6210, 16-bit, 250kS/s. | [7 empty] | Piezo sensor: Combustion: Range 350Bar, Diesel line: Range 350 Bar, with low noise cable |  |  |  |  | 0
|  | Temperature sensor: Type RTD, PT100 and Thermocouple, Type K |  |  |  |  | 0 | [6 empty] | Temperature sensor: Type RTD, PT100 and Thermocouple, Type K |  |  |  |  | 0 |  |  | Temperature sensor: Type RTD, PT100 and Thermocouple, Type K | [7 empty] | Crank angle sensor: Resolution 1 Deg, Speed 5500 RPM with TDC pulse. |  |  |  |  | 0
|  | Temperature Transmitter:Type two wire, Input RTD / Thermocouple, Output 4–20 mA |  |  |  |  | 0 | [6 empty] | Temperature Transmitter:Type two wire, Input RTD / Thermocouple, Output 4–20 mA |  |  |  |  | 0 |  |  | Temperature Transmitter:Type two wire, Input RTD / Thermocouple, Output 4–20 mA | [7 empty] | Data acquisition device: NI USB-6210, 16-bit, 250kS/s. |  |  |  |  | 0
|  | Load sensor: Load cell, type strain gauge, range 0-50 Kg |  |  |  |  | 0 | [6 empty] | Load sensor: Load cell, type strain gauge, range 0-50 Kg |  |  |  |  | 0 |  |  | Load sensor: Load cell, type strain gauge, range 0-50 Kg | [7 empty] | Temperature sensor: Type RTD, PT100 and Thermocouple, Type K |  |  |  |  | 0
|  | Fuel flow transmitter: DP transmitter, Range 0-500 mm WC |  |  |  |  | 0 | [6 empty] | Fuel flow transmitter: DP transmitter, Range 0-500 mm WC |  |  |  |  | 0 |  |  | Fuel flow transmitter: DP transmitter, Range 0-500 mm WC | [7 empty] | Temperature Transmitter:Type two wire, Input RTD / Thermocouple, Output 4–20 mA |  |  |  |  | 0
|  | Air flow transmitter: Pressure transmitter, Range (-) 250 mm WC |  |  |  |  | 0 | [6 empty] | Air flow transmitter: Pressure transmitter, Range (-) 250 mm WC |  |  |  |  | 0 |  |  | Air flow transmitter: Pressure transmitter, Range (-) 250 mm WC | [7 empty] | Load sensor: Load cell, type strain gauge, range 0-50 Kg |  |  |  |  | 0
|  | Software: “Enginesoft” Engine performance analysis software |  |  |  |  | 0 | [6 empty] | Software: “Enginesoft” Engine performance analysis software |  |  |  |  | 0 |  |  | Software: “Enginesoft” Engine performance analysis software | [7 empty] | Fuel flow transmitter: DP transmitter, Range 0-500 mm WC |  |  |  |  | 0
|  | Rotameter: Engine cooling 40-400 LPH; Calorimeter 25-250 LPH |  |  |  |  | 0 | [6 empty] | Rotameter: Engine cooling 40-400 LPH; Calorimeter 25-250 LPH |  |  |  |  | 0 |  |  | Rotameter: Engine cooling 40-400 LPH; Calorimeter 25-250 LPH | [7 empty] | Air flow transmitter: Pressure transmitter, Range (-) 250 mm WC |  |  |  |  | 0
|  | Pump: Type Monoblock |  |  |  |  | 0 | [6 empty] | Pump: Type Monoblock |  |  |  |  | 0 |  |  | Pump: Type Monoblock | [7 empty] | Software: “Enginesoft” Engine performance analysis software |  |  |  |  | 0
|  | System should have Flue Gas Analysis & Thermal Image Facility |  |  |  |  | 0 | [6 empty] | System should have Flue Gas Analysis & Thermal Image Facility |  |  |  |  | 0 |  |  | System should have Flue Gas Analysis & Thermal Image Facility | [7 empty] | Rotameter: Engine cooling 40-400 LPH; Calorimeter 25-250 LPH |  |  |  |  | 0
|  | Ø Colour graphic display with 240 x 320 Pixel |  |  |  |  | 0 | [6 empty] | Ø Colour graphic display with 240 x 320 Pixel |  |  |  |  | 0 |  |  | Ø Colour graphic display with 240 x 320 Pixel | [7 empty] | Pump: Type Monoblock |  |  |  |  | 0
|  | Ø Graphic processing of measurement data |  |  |  |  | 0 | [6 empty] | Ø Graphic processing of measurement data |  |  |  |  | 0 |  |  | Ø Graphic processing of measurement data | [7 empty] | System should have Flue Gas Analysis & Thermal Image Facility |  |  |  |  | 0
|  | Ø New instrument design |  |  |  |  | 0 | [6 empty] | Ø New instrument design |  |  |  |  | 0 |  |  | Ø New instrument design | [7 empty] | Ø Colour graphic display with 240 x 320 Pixel |  |  |  |  | 0
|  | Ø Instrument diagnosis function uses easy „traffic light’’ presentation to enable comprehensive error diagnosis, diagnosis of sensors and the call-up of instrument information such as the filling level of the condensate trap and the battery status. |  |  |  |  | 0 | [6 empty] | Ø Instrument diagnosis function uses easy „traffic light’’ presentation to enable comprehensive error diagnosis, diagnosis of sensors and the call-up of instrument information such as the filling level of the condensate trap and the battery status. |  |  |  |  | 0 |  |  | Ø Instrument diagnosis function uses easy „traffic light’’ presentation to enable comprehensive error diagnosis, diagnosis of sensors and the call-up of instrument information such as the filling level of the condensate trap and the battery status. | [7 empty] | Ø Graphic processing of measurement data |  |  |  |  | 0
|  | Ø Logger function for long-term measurements |  |  |  |  | 0 | [6 empty] | Ø Logger function for long-term measurements |  |  |  |  | 0 |  |  | Ø Logger function for long-term measurements | [7 empty] | Ø New instrument design |  |  |  |  | 0
|  | Ø New measurement menus, e. g. Gas pipe test and solid fuel measurement |  |  |  |  | 0 | [6 empty] | Ø New measurement menus, e. g. Gas pipe test and solid fuel measurement |  |  |  |  | 0 |  |  | Ø New measurement menus, e. g. Gas pipe test and solid fuel measurement | [7 empty] | Ø Instrument diagnosis function uses easy „traffic light’’ presentation to enable comprehensive error diagnosis, diagnosis of sensors and the call-up of instrument information such as the filling level of the condensate trap and the battery status. |  |  |  |  | 0
|  | Ø Pressure measurement up to 300 mbar |  |  |  |  | 0 | [6 empty] | Ø Pressure measurement up to 300 mbar |  |  |  |  | 0 |  |  | Ø Pressure measurement up to 300 mbar | [7 empty] | Ø Logger function for long-term measurements |  |  |  |  | 0
|  | Ø User-defined fuels |  |  |  |  | 0 | [6 empty] | Ø User-defined fuels |  |  |  |  | 0 |  |  | Ø User-defined fuels | [7 empty] | Ø New measurement menus, e. g. Gas pipe test and solid fuel measurement |  |  |  |  | 0
|  | Ø TÜV-tested according to 1. BImSchV / EN 50379 Part 2 for O2, °C, hPa and CO with H2-compensation |  |  |  |  | 0 | [6 empty] | Ø TÜV-tested according to 1. BImSchV / EN 50379 Part 2 for O2, °C, hPa and CO with H2-compensation |  |  |  |  | 0 |  |  | Ø TÜV-tested according to 1. BImSchV / EN 50379 Part 2 for O2, °C, hPa and CO with H2-compensation | [7 empty] | Ø Pressure measurement up to 300 mbar |  |  |  |  | 0
|  | Ø Powerful memory management: 500,000 readings |  |  |  |  | 0 | [6 empty] | Ø Powerful memory management: 500,000 readings |  |  |  |  | 0 |  |  | Ø Powerful memory management: 500,000 readings | [7 empty] | Ø User-defined fuels |  |  |  |  | 0
|  | Ø USB interface for data readout to a PC software |  |  |  |  | 0 | [6 empty] | Ø USB interface for data readout to a PC software |  |  |  |  | 0 |  |  | Ø USB interface for data readout to a PC software | [7 empty] | Ø TÜV-tested according to 1. BImSchV / EN 50379 Part 2 for O2, °C, hPa and CO with H2-compensation |  |  |  |  | 0
|  | Technical Specification |  |  |  |  | 0 | [6 empty] | Technical Specification |  |  |  |  | 0 |  |  | Technical Specification | [7 empty] | Ø Powerful memory management: 500,000 readings |  |  |  |  | 0
|  | Temperature |  |  |  |  | 0 | [6 empty] | Temperature |  |  |  |  | 0 |  |  | Temperature | [7 empty] | Ø USB interface for data readout to a PC software |  |  |  |  | 0
|  | Measuring Range: -40 to +1000 °C |  |  |  |  | 0 | [6 empty] | Measuring Range: -40 to +1000 °C |  |  |  |  | 0 |  |  | Measuring Range: -40 to +1000 °C | [7 empty] | Technical Specification |  |  |  |  | 0
|  | Accuracy: ±0,5 °C (0.0 to +100.0 °C) |  |  |  |  | 0 | [6 empty] | Accuracy: ±0,5 °C (0.0 to +100.0 °C) |  |  |  |  | 0 |  |  | Accuracy: ±0,5 °C (0.0 to +100.0 °C) | [7 empty] | Temperature |  |  |  |  | 0
|  | Resolution: 0.1 °C (-40 to 999,9 °C), 1 °C (remaining range) |  |  |  |  | 0 | [6 empty] | Resolution: 0.1 °C (-40 to 999,9 °C), 1 °C (remaining range) |  |  |  |  | 0 |  |  | Resolution: 0.1 °C (-40 to 999,9 °C), 1 °C (remaining range) | [7 empty] | Measuring Range: -40 to +1000 °C |  |  |  |  | 0
|  | O2 measurement |  |  |  |  | 0 | [6 empty] | O2 measurement |  |  |  |  | 0 |  |  | O2 measurement | [7 empty] | Accuracy: ±0,5 °C (0.0 to +100.0 °C) |  |  |  |  | 0
|  | Measuring Range: 0 to 21 Vol. % |  |  |  |  | 0 | [6 empty] | Measuring Range: 0 to 21 Vol. % |  |  |  |  | 0 |  |  | Measuring Range: 0 to 21 Vol. % | [7 empty] | Resolution: 0.1 °C (-40 to 999,9 °C), 1 °C (remaining range) |  |  |  |  | 0
|  | Resolution: 0.1 Vol. % |  |  |  |  | 0 | [6 empty] | Resolution: 0.1 Vol. % |  |  |  |  | 0 |  |  | Resolution: 0.1 Vol. % | [7 empty] | O2 measurement |  |  |  |  | 0
|  | Accuracy: ±0.2 Vol. % |  |  |  |  | 0 | [6 empty] | Accuracy: ±0.2 Vol. % |  |  |  |  | 0 |  |  | Accuracy: ±0.2 Vol. % | [7 empty] | Measuring Range: 0 to 21 Vol. % |  |  |  |  | 0
|  | Adjustment time 90: 20 second |  |  |  |  | 0 | [6 empty] | Adjustment time 90: 20 second |  |  |  |  | 0 |  |  | Adjustment time 90: 20 second | [7 empty] | Resolution: 0.1 Vol. % |  |  |  |  | 0
|  | CO measurement (without H2 compensation) |  |  |  |  | 0 | [6 empty] | CO measurement (without H2 compensation) |  |  |  |  | 0 |  |  | CO measurement (without H2 compensation) | [7 empty] | Accuracy: ±0.2 Vol. % |  |  |  |  | 0
|  | Measuring Range: 0 to 4000 ppm |  |  |  |  | 0 | [6 empty] | Measuring Range: 0 to 4000 ppm |  |  |  |  | 0 |  |  | Measuring Range: 0 to 4000 ppm | [7 empty] | Adjustment time 90: 20 second |  |  |  |  | 0
|  | Resolution: 1 ppm |  |  |  |  | 0 | [6 empty] | Resolution: 1 ppm |  |  |  |  | 0 |  |  | Resolution: 1 ppm | [7 empty] | CO measurement (without H2 compensation) |  |  |  |  | 0
|  | Accuracy: ±20 ppm (0 to 400 ppm) |  |  |  |  | 0 | [6 empty] | Accuracy: ±20 ppm (0 to 400 ppm) |  |  |  |  | 0 |  |  | Accuracy: ±20 ppm (0 to 400 ppm) | [7 empty] | Measuring Range: 0 to 4000 ppm |  |  |  |  | 0
|  | ±10% of mv (1001 to 4000 ppm) |  |  |  |  | 0 | [6 empty] | ±10% of mv (1001 to 4000 ppm) |  |  |  |  | 0 |  |  | ±10% of mv (1001 to 4000 ppm) | [7 empty] | Resolution: 1 ppm |  |  |  |  | 0
|  | Adustment time 90: 60 s |  |  |  |  | 0 | [6 empty] | Adustment time 90: 60 s |  |  |  |  | 0 |  |  | Adustment time 90: 60 s | [7 empty] | Accuracy: ±20 ppm (0 to 400 ppm) |  |  |  |  | 0
|  | Hydrocarbon Measurement |  |  |  |  | 0 | [6 empty] | Hydrocarbon Measurement |  |  |  |  | 0 |  |  | Hydrocarbon Measurement | [7 empty] | ±10% of mv (1001 to 4000 ppm) |  |  |  |  | 0
|  | Co2 Measurement |  |  |  |  | 0 | [6 empty] | Co2 Measurement |  |  |  |  | 0 |  |  | Co2 Measurement | [7 empty] | Adustment time 90: 60 s |  |  |  |  | 0
|  | NOx Measurement |  |  |  |  | 0 | [6 empty] | NOx Measurement |  |  |  |  | 0 |  |  | NOx Measurement | [7 empty] | Hydrocarbon Measurement |  |  |  |  | 0
|  | Opacity Measurement |  |  |  |  | 0 | [6 empty] | Opacity Measurement |  |  |  |  | 0 |  |  | Opacity Measurement | [7 empty] | Co2 Measurement |  |  |  |  | 0
|  | Flue gas loss |  |  |  |  | 0 | [6 empty] | Flue gas loss |  |  |  |  | 0 |  |  | Flue gas loss | [7 empty] | NOx Measurement |  |  |  |  | 0
|  | Measuring Range: 0 to 99.9% |  |  |  |  | 0 | [6 empty] | Measuring Range: 0 to 99.9% |  |  |  |  | 0 |  |  | Measuring Range: 0 to 99.9% | [7 empty] | Opacity Measurement |  |  |  |  | 0
|  | Resolution: 0.1% |  |  |  |  | 0 | [6 empty] | Resolution: 0.1% |  |  |  |  | 0 |  |  | Resolution: 0.1% | [7 empty] | Flue gas loss |  |  |  |  | 0
|  | Probe: |  |  |  |  | 0 | [6 empty] | Probe: |  |  |  |  | 0 |  |  | Probe: | [7 empty] | Measuring Range: 0 to 99.9% |  |  |  |  | 0
|  | Flue gas probe; length 300 mm; Ø 6 mm; Tmax. 500 °C; probe stop; NiCr-Ni thermocouple; 2.2 m hose and particle filter included. |  |  |  |  | 0 | [6 empty] | Flue gas probe; length 300 mm; Ø 6 mm; Tmax. 500 °C; probe stop; NiCr-Ni thermocouple; 2.2 m hose and particle filter included. |  |  |  |  | 0 |  |  | Flue gas probe; length 300 mm; Ø 6 mm; Tmax. 500 °C; probe stop; NiCr-Ni thermocouple; 2.2 m hose and particle filter included. | [7 empty] | Resolution: 0.1% |  |  |  |  | 0
[7 empty] | 0 | [11 empty] | 0 | [10 empty] | Probe: |  |  |  |  | 0
|  | Technical Specification for Thermal Imager |  |  |  |  | 0 | [6 empty] | Technical Specification for Thermal Imager |  |  |  |  | 0 |  |  | Technical Specification for Thermal Imager | [7 empty] | Flue gas probe; length 300 mm; Ø 6 mm; Tmax. 500 °C; probe stop; NiCr-Ni thermocouple; 2.2 m hose and particle filter included. |  |  |  |  | 0
|  | · Infrared resolution 160 x 120 pixels |  |  |  |  | 0 | [6 empty] | · Infrared resolution 160 x 120 pixels |  |  |  |  | 0 |  |  | · Infrared resolution 160 x 120 pixels | [12 empty] | 0
|  | · With Thermography App |  |  |  |  | 0 | [6 empty] | · With Thermography App |  |  |  |  | 0 |  |  | · With Thermography App | [7 empty] | Technical Specification for Thermal Imager |  |  |  |  | 0
|  | · Integrated digital camera |  |  |  |  | 0 | [6 empty] | · Integrated digital camera |  |  |  |  | 0 |  |  | · Integrated digital camera | [7 empty] | · Infrared resolution 160 x 120 pixels |  |  |  |  | 0
|  | · Automatic recognition of hot-cold spots |  |  |  |  | 0 | [6 empty] | · Automatic recognition of hot-cold spots |  |  |  |  | 0 |  |  | · Automatic recognition of hot-cold spots | [7 empty] | · With Thermography App |  |  |  |  | 0
|  | · Scale Assist for comparable images in building thermography |  |  |  |  | 0 | [6 empty] | · Scale Assist for comparable images in building thermography |  |  |  |  | 0 |  |  | · Scale Assist for comparable images in building thermography | [7 empty] | · Integrated digital camera |  |  |  |  | 0
|  | · ε-Assist for the automatic determination of emissivity |  |  |  |  | 0 | [6 empty] | · ε-Assist for the automatic determination of emissivity |  |  |  |  | 0 |  |  | · ε-Assist for the automatic determination of emissivity | [7 empty] | · Automatic recognition of hot-cold spots |  |  |  |  | 0
|  | · The Thermography App wirelessly integrates measurement values, turning your smartphone or tablet into a second display. |  |  |  |  | 0 | [6 empty] | · The Thermography App wirelessly integrates measurement values, turning your smartphone or tablet into a second display. |  |  |  |  | 0 |  |  | · The Thermography App wirelessly integrates measurement values, turning your smartphone or tablet into a second display. | [7 empty] | · Scale Assist for comparable images in building thermography |  |  |  |  | 0
|  | · Spectral range: 7.5 to14 μm |  |  |  |  | 0 | [6 empty] | · Spectral range: 7.5 to14 μm |  |  |  |  | 0 |  |  | · Spectral range: 7.5 to14 μm | [7 empty] | · ε-Assist for the automatic determination of emissivity |  |  |  |  | 0
|  | · Image Size: at least 3.1 MP |  |  |  |  | 0 | [6 empty] | · Image Size: at least 3.1 MP |  |  |  |  | 0 |  |  | · Image Size: at least 3.1 MP | [7 empty] | · The Thermography App wirelessly integrates measurement values, turning your smartphone or tablet into a second display. |  |  |  |  | 0
|  | · Display options: IR image / real image |  |  |  |  | 0 | [6 empty] | · Display options: IR image / real image |  |  |  |  | 0 |  |  | · Display options: IR image / real image | [7 empty] | · Spectral range: 7.5 to14 μm |  |  |  |  | 0
|  | · WLAN Connectivity: Communication with the Thermography App wireless module WLAN |  |  |  |  | 0 | [6 empty] | · WLAN Connectivity: Communication with the Thermography App wireless module WLAN |  |  |  |  | 0 |  |  | · WLAN Connectivity: Communication with the Thermography App wireless module WLAN | [7 empty] | · Image Size: at least 3.1 MP |  |  |  |  | 0
|  | · Measuring range: -30 to +650 °C |  |  |  |  | 0 | [6 empty] | · Measuring range: -30 to +650 °C |  |  |  |  | 0 |  |  | · Measuring range: -30 to +650 °C | [7 empty] | · Display options: IR image / real image |  |  |  |  | 0
|  | · Accuracy: ±2 °C, ±2 % of measured value |  |  |  |  | 0 | [6 empty] | · Accuracy: ±2 °C, ±2 % of measured value |  |  |  |  | 0 |  |  | · Accuracy: ±2 °C, ±2 % of measured value | [7 empty] | · WLAN Connectivity: Communication with the Thermography App wireless module WLAN |  |  |  |  | 0
|  | · Lens: 31° x 23° |  |  |  |  | 0 | [6 empty] | · Lens: 31° x 23° |  |  |  |  | 0 |  |  | · Lens: 31° x 23° | [7 empty] | · Measuring range: -30 to +650 °C |  |  |  |  | 0
|  | · Colour palettes: iron, rainbow HC, cold-hot, grey |  |  |  |  | 0 | [6 empty] | · Colour palettes: iron, rainbow HC, cold-hot, grey |  |  |  |  | 0 |  |  | · Colour palettes: iron, rainbow HC, cold-hot, grey | [7 empty] | · Accuracy: ±2 °C, ±2 % of measured value |  |  |  |  | 0
|  | · Image refresh rate: 9 Hz |  |  |  |  | 0 | [6 empty] | · Image refresh rate: 9 Hz |  |  |  |  | 0 |  |  | · Image refresh rate: 9 Hz | [7 empty] | · Lens: 31° x 23° |  |  |  |  | 0
|  | · Thermal sensitivity(NETD): 100 mK |  |  |  |  | 0 | [6 empty] | · Thermal sensitivity(NETD): 100 mK |  |  |  |  | 0 |  |  | · Thermal sensitivity(NETD): 100 mK | [7 empty] | · Colour palettes: iron, rainbow HC, cold-hot, grey |  |  |  |  | 0
|  | · File format: .bmt and .jpg; export options in .bmp, .jpg, .png, .csv, .xls |  |  |  |  | 0 | [6 empty] | · File format: .bmt and .jpg; export options in .bmp, .jpg, .png, .csv, .xls |  |  |  |  | 0 |  |  | · File format: .bmt and .jpg; export options in .bmp, .jpg, .png, .csv, .xls | [7 empty] | · Image refresh rate: 9 Hz |  |  |  |  | 0
|  | · Video streaming: via USB, via wireless LAN with Thermography App |  |  |  |  | 0 | [6 empty] | · Video streaming: via USB, via wireless LAN with Thermography App |  |  |  |  | 0 |  |  | · Video streaming: via USB, via wireless LAN with Thermography App | [7 empty] | · Thermal sensitivity(NETD): 100 mK |  |  |  |  | 0
|  | · Memory: Internal memory (2.8 GB) |  |  |  |  | 0 | [6 empty] | · Memory: Internal memory (2.8 GB) |  |  |  |  | 0 |  |  | · Memory: Internal memory (2.8 GB) | [7 empty] | · File format: .bmt and .jpg; export options in .bmp, .jpg, .png, .csv, .xls |  |  |  |  | 0
|  | · Battery type: Li-ion battery can be changed on-site |  |  |  |  | 0 | [6 empty] | · Battery type: Li-ion battery can be changed on-site |  |  |  |  | 0 |  |  | · Battery type: Li-ion battery can be changed on-site | [7 empty] | · Video streaming: via USB, via wireless LAN with Thermography App |  |  |  |  | 0
|  | · Operating time: 4 hours |  |  |  |  | 0 | [6 empty] | · Operating time: 4 hours |  |  |  |  | 0 |  |  | · Operating time: 4 hours | [7 empty] | · Memory: Internal memory (2.8 GB) |  |  |  |  | 0
|  | · Housing protection: IP54 |  |  |  |  | 0 | [6 empty] | · Housing protection: IP54 |  |  |  |  | 0 |  |  | · Housing protection: IP54 | [7 empty] | · Battery type: Li-ion battery can be changed on-site |  |  |  |  | 0
|  | · Air humidity: 10 to 90 %RH, not condensing |  |  |  |  | 0 | [6 empty] | · Air humidity: 10 to 90 %RH, not condensing |  |  |  |  | 0 |  |  | · Air humidity: 10 to 90 %RH, not condensing | [7 empty] | · Operating time: 4 hours |  |  |  |  | 0
|  | · Warranty : 2 years on the Instrument |  |  |  |  | 0 | [6 empty] | · Warranty : 2 years on the Instrument |  |  |  |  | 0 |  |  | · Warranty : 2 years on the Instrument | [7 empty] | · Housing protection: IP54 |  |  |  |  | 0
|  | Should have service and calibration facility in India |  |  |  |  | 0 | [6 empty] | Should have service and calibration facility in India |  |  |  |  | 0 |  |  | Should have service and calibration facility in India | [7 empty] | · Air humidity: 10 to 90 %RH, not condensing |  |  |  |  | 0
| B | Single Cylinder Four Stroke Petrol Engine Test Rig | 675000 | 1 | 675000 |  | 0 | [5 empty] | B | Single Cylinder Four Stroke Petrol Engine Test Rig | 675000 | 1 | 675000 |  | 0 |  | B | Single Cylinder Four Stroke Petrol Engine Test Rig | 675000 | 1 | 675000 | 1 | 675000 |  |  | · Warranty : 2 years on the Instrument |  |  |  |  | 0
|  | The setup consists of single cylinder, four stroke, petrol engine connected to Eddy current dynamometer for engine loading. The setup has stand‐alone type independent panel box consisting of air box, fuel tank, manometer, fuel measuring unit, digital speed indicator and digital temperature indicator. |  |  |  |  | 0 | [6 empty] | The setup consists of single cylinder, four stroke, petrol engine connected to Eddy current dynamometer for engine loading. The setup has stand‐alone type independent panel box consisting of air box, fuel tank, manometer, fuel measuring unit, digital speed indicator and digital temperature indicator. |  |  |  |  | 0 |  |  | The setup consists of single cylinder, four stroke, petrol engine connected to Eddy current dynamometer for engine loading. The setup has stand‐alone type independent panel box consisting of air box, fuel tank, manometer, fuel measuring unit, digital speed indicator and digital temperature indicator. | [7 empty] | Should have service and calibration facility in India |  |  |  |  | 0
|  | The setup enables study of engine for brake power, BMEP, brake thermal efficiency, volumetric efficiency, specific fuel consumption, air fuel ratio and heat balance. Provision is also made for conducting Morse test. Set up is supplied with MS Excel program for Engine Performance Analysis. |  |  |  |  | 0 | [6 empty] | The setup enables study of engine for brake power, BMEP, brake thermal efficiency, volumetric efficiency, specific fuel consumption, air fuel ratio and heat balance. Provision is also made for conducting Morse test. Set up is supplied with MS Excel program for Engine Performance Analysis. |  |  |  |  | 0 |  |  | The setup enables study of engine for brake power, BMEP, brake thermal efficiency, volumetric efficiency, specific fuel consumption, air fuel ratio and heat balance. Provision is also made for conducting Morse test. Set up is supplied with MS Excel program for Engine Performance Analysis. | [6 empty] | B | Single Cylinder Four Stroke Petrol Engine Test Rig | 675000 | 1 | 675000 |  | 0
|  | Self-calculation and graphs sheets with excel programmings for comparison. Solution tabs as reference for online diagnostics to problems. Almost components from highly reputed MNC and international imports. Self-calibration/check techniques available |  |  |  |  | 0 | [6 empty] | Self-calculation and graphs sheets with excel programmings for comparison. Solution tabs as reference for online diagnostics to problems. Almost components from highly reputed MNC and international imports. Self-calibration/check techniques available |  |  |  |  | 0 |  |  | Self-calculation and graphs sheets with excel programmings for comparison. Solution tabs as reference for online diagnostics to problems. Almost components from highly reputed MNC and international imports. Self-calibration/check techniques available | [7 empty] | The setup consists of single cylinder, four stroke, petrol engine connected to Eddy current dynamometer for engine loading. The setup has stand‐alone type independent panel box consisting of air box, fuel tank, manometer, fuel measuring unit, digital speed indicator and digital temperature indicator. |  |  |  |  | 0
|  | Specification: |  |  |  |  | 0 | [6 empty] | Specification: |  |  |  |  | 0 |  |  | Specification: | [7 empty] | The setup enables study of engine for brake power, BMEP, brake thermal efficiency, volumetric efficiency, specific fuel consumption, air fuel ratio and heat balance. Provision is also made for conducting Morse test. Set up is supplied with MS Excel program for Engine Performance Analysis. |  |  |  |  | 0
|  | Engine: |  |  |  |  | 0 | [6 empty] | Engine: |  |  |  |  | 0 |  |  | Engine: | [7 empty] | Self-calculation and graphs sheets with excel programmings for comparison. Solution tabs as reference for online diagnostics to problems. Almost components from highly reputed MNC and international imports. Self-calibration/check techniques available |  |  |  |  | 0
|  | Make ‐Honda, |  |  |  |  | 0 | [6 empty] | Make ‐Honda, |  |  |  |  | 0 |  |  | Make ‐Honda, | [7 empty] | Specification: |  |  |  |  | 0
|  | Model ‐Honda |  |  |  |  | 0 | [6 empty] | Model ‐Honda |  |  |  |  | 0 |  |  | Model ‐Honda | [7 empty] | Engine: |  |  |  |  | 0
|  | GX200D QX, Type‐Single cylinder, 4 stroke Petrol, Air cooled, 4.1 KW at 3600 rpm, stroke 54 mm, bore 68mm. Capacity 196 cc |  |  |  |  | 0 | [6 empty] | GX200D QX, Type‐Single cylinder, 4 stroke Petrol, Air cooled, 4.1 KW at 3600 rpm, stroke 54 mm, bore 68mm. Capacity 196 cc |  |  |  |  | 0 |  |  | GX200D QX, Type‐Single cylinder, 4 stroke Petrol, Air cooled, 4.1 KW at 3600 rpm, stroke 54 mm, bore 68mm. Capacity 196 cc | [7 empty] | Make ‐Honda, |  |  |  |  | 0
|  | Dynamometer: Type eddy current, water cooled |  |  |  |  | 0 | [6 empty] | Dynamometer: Type eddy current, water cooled |  |  |  |  | 0 |  |  | Dynamometer: Type eddy current, water cooled | [7 empty] | Model ‐Honda |  |  |  |  | 0
|  | Propeller shaft: With universal joints |  |  |  |  | 0 | [6 empty] | Propeller shaft: With universal joints |  |  |  |  | 0 |  |  | Propeller shaft: With universal joints | [7 empty] | GX200D QX, Type‐Single cylinder, 4 stroke Petrol, Air cooled, 4.1 KW at 3600 rpm, stroke 54 mm, bore 68mm. Capacity 196 cc |  |  |  |  | 0
|  | Air box: M S fabricated with orifice meter and manometer |  |  |  |  | 0 | [6 empty] | Air box: M S fabricated with orifice meter and manometer |  |  |  |  | 0 |  |  | Air box: M S fabricated with orifice meter and manometer | [7 empty] | Dynamometer: Type eddy current, water cooled |  |  |  |  | 0
|  | Fuel tank: Capacity 15 lit with glass fuel metering column |  |  |  |  | 0 | [6 empty] | Fuel tank: Capacity 15 lit with glass fuel metering column |  |  |  |  | 0 |  |  | Fuel tank: Capacity 15 lit with glass fuel metering column | [7 empty] | Propeller shaft: With universal joints |  |  |  |  | 0
|  | RPM indicator: Digital with non contact type speed sensor |  |  |  |  | 0 | [6 empty] | RPM indicator: Digital with non contact type speed sensor |  |  |  |  | 0 |  |  | RPM indicator: Digital with non contact type speed sensor | [7 empty] | Air box: M S fabricated with orifice meter and manometer |  |  |  |  | 0
|  | Temperature sensor: Type Thermocouple, Type K |  |  |  |  | 0 | [6 empty] | Temperature sensor: Type Thermocouple, Type K |  |  |  |  | 0 |  |  | Temperature sensor: Type Thermocouple, Type K | [7 empty] | Fuel tank: Capacity 15 lit with glass fuel metering column |  |  |  |  | 0
|  | Temperature indicator: Digital, Range 0‐1200 Deg C |  |  |  |  | 0 | [6 empty] | Temperature indicator: Digital, Range 0‐1200 Deg C |  |  |  |  | 0 |  |  | Temperature indicator: Digital, Range 0‐1200 Deg C | [7 empty] | RPM indicator: Digital with non contact type speed sensor |  |  |  |  | 0
|  | Load indicator: Digital, Range 0‐50 Kg, Supply 230VAC |  |  |  |  | 0 | [6 empty] | Load indicator: Digital, Range 0‐50 Kg, Supply 230VAC |  |  |  |  | 0 |  |  | Load indicator: Digital, Range 0‐50 Kg, Supply 230VAC | [7 empty] | Temperature sensor: Type Thermocouple, Type K |  |  |  |  | 0
|  | Load sensor: Load cell, type strain gauge, range 0‐50 Kg |  |  |  |  | 0 | [6 empty] | Load sensor: Load cell, type strain gauge, range 0‐50 Kg |  |  |  |  | 0 |  |  | Load sensor: Load cell, type strain gauge, range 0‐50 Kg | [7 empty] | Temperature indicator: Digital, Range 0‐1200 Deg C |  |  |  |  | 0
| C | Four stroke single cylinder diesel engine test rig | 675000 | 1 | 675000 |  | 0 | [5 empty] | C | Four stroke single cylinder diesel engine test rig | 675000 | 1 | 675000 |  | 0 |  | C | Four stroke single cylinder diesel engine test rig | 675000 | 1 | 675000 | 1 | 675000 |  |  | Load indicator: Digital, Range 0‐50 Kg, Supply 230VAC |  |  |  |  | 0
|  | The setup consists of single cylinder, four stroke, Diesel engine connected to Eddy current for engine loading. |  |  |  |  | 0 | [6 empty] | The setup consists of single cylinder, four stroke, Diesel engine connected to Eddy current for engine loading. |  |  |  |  | 0 |  |  | The setup consists of single cylinder, four stroke, Diesel engine connected to Eddy current for engine loading. | [7 empty] | Load sensor: Load cell, type strain gauge, range 0‐50 Kg |  |  |  |  | 0
|  | The setup has stand‐alone type independent panel box consisting of air box, fuel tank, manometer, fuel measuring unit, digital speed indicator and digital temperature indicator. Engine jacket cooling water inlet, outlet and calorimeter temperature is displayed on temperature indicator. |  |  |  |  | 0 | [6 empty] | The setup has stand‐alone type independent panel box consisting of air box, fuel tank, manometer, fuel measuring unit, digital speed indicator and digital temperature indicator. Engine jacket cooling water inlet, outlet and calorimeter temperature is displayed on temperature indicator. |  |  |  |  | 0 |  |  | The setup has stand‐alone type independent panel box consisting of air box, fuel tank, manometer, fuel measuring unit, digital speed indicator and digital temperature indicator. Engine jacket cooling water inlet, outlet and calorimeter temperature is displayed on temperature indicator. | [6 empty] | C | Four stroke single cylinder diesel engine test rig | 675000 | 1 | 675000 |  | 0
|  | Rotameters are provided for cooling water and calorimeter flow measurement. The setup enables study of engine for brake power, BMEP, brake thermal efficiency, volumetric efficiency, specific fuel consumption, air fuel ratio and heat balance. It is supplied with MS Excel program for Engine Performance Analysis. |  |  |  |  | 0 | [6 empty] | Rotameters are provided for cooling water and calorimeter flow measurement. The setup enables study of engine for brake power, BMEP, brake thermal efficiency, volumetric efficiency, specific fuel consumption, air fuel ratio and heat balance. It is supplied with MS Excel program for Engine Performance Analysis. |  |  |  |  | 0 |  |  | Rotameters are provided for cooling water and calorimeter flow measurement. The setup enables study of engine for brake power, BMEP, brake thermal efficiency, volumetric efficiency, specific fuel consumption, air fuel ratio and heat balance. It is supplied with MS Excel program for Engine Performance Analysis. | [7 empty] | The setup consists of single cylinder, four stroke, Diesel engine connected to Eddy current for engine loading. |  |  |  |  | 0
|  | Self-calculation and graphs sheets with excel programming’s for comparison. Solution tabs as reference for online diagnostics to problems. Almost components from highly reputed MNC and international imports. Self-calibration/check techniques available |  |  |  |  | 0 | [6 empty] | Self-calculation and graphs sheets with excel programming’s for comparison. Solution tabs as reference for online diagnostics to problems. Almost components from highly reputed MNC and international imports. Self-calibration/check techniques available |  |  |  |  | 0 |  |  | Self-calculation and graphs sheets with excel programming’s for comparison. Solution tabs as reference for online diagnostics to problems. Almost components from highly reputed MNC and international imports. Self-calibration/check techniques available | [7 empty] | The setup has stand‐alone type independent panel box consisting of air box, fuel tank, manometer, fuel measuring unit, digital speed indicator and digital temperature indicator. Engine jacket cooling water inlet, outlet and calorimeter temperature is displayed on temperature indicator. |  |  |  |  | 0
|  | Specification: |  |  |  |  | 0 | [6 empty] | Specification: |  |  |  |  | 0 |  |  | Specification: | [7 empty] | Rotameters are provided for cooling water and calorimeter flow measurement. The setup enables study of engine for brake power, BMEP, brake thermal efficiency, volumetric efficiency, specific fuel consumption, air fuel ratio and heat balance. It is supplied with MS Excel program for Engine Performance Analysis. |  |  |  |  | 0
|  | Engine: |  |  |  |  | 0 | [6 empty] | Engine: |  |  |  |  | 0 |  |  | Engine: | [7 empty] | Self-calculation and graphs sheets with excel programming’s for comparison. Solution tabs as reference for online diagnostics to problems. Almost components from highly reputed MNC and international imports. Self-calibration/check techniques available |  |  |  |  | 0
|  | Make Kirloskar, |  |  |  |  | 0 | [6 empty] | Make Kirloskar, |  |  |  |  | 0 |  |  | Make Kirloskar, | [7 empty] | Specification: |  |  |  |  | 0
|  | Model TV1, |  |  |  |  | 0 | [6 empty] | Model TV1, |  |  |  |  | 0 |  |  | Model TV1, | [7 empty] | Engine: |  |  |  |  | 0
|  | Type Single cylinder, 4 stroke Diesel, water cooled, power 5.2 kW (7 BHP) at 1500 rpm, stroke 110 mm, bore 87.5 mm. compression ratio 17.5:1, capacity 661 cc. |  |  |  |  | 0 | [6 empty] | Type Single cylinder, 4 stroke Diesel, water cooled, power 5.2 kW (7 BHP) at 1500 rpm, stroke 110 mm, bore 87.5 mm. compression ratio 17.5:1, capacity 661 cc. |  |  |  |  | 0 |  |  | Type Single cylinder, 4 stroke Diesel, water cooled, power 5.2 kW (7 BHP) at 1500 rpm, stroke 110 mm, bore 87.5 mm. compression ratio 17.5:1, capacity 661 cc. | [7 empty] | Make Kirloskar, |  |  |  |  | 0
|  | Dynamometer: |  |  |  |  | 0 | [6 empty] | Dynamometer: |  |  |  |  | 0 |  |  | Dynamometer: | [7 empty] | Model TV1, |  |  |  |  | 0
|  | Type Eddy current |  |  |  |  | 0 | [6 empty] | Type Eddy current |  |  |  |  | 0 |  |  | Type Eddy current | [7 empty] | Type Single cylinder, 4 stroke Diesel, water cooled, power 5.2 kW (7 BHP) at 1500 rpm, stroke 110 mm, bore 87.5 mm. compression ratio 17.5:1, capacity 661 cc. |  |  |  |  | 0
|  | Propeller shaft: With universal joints |  |  |  |  | 0 | [6 empty] | Propeller shaft: With universal joints |  |  |  |  | 0 |  |  | Propeller shaft: With universal joints | [7 empty] | Dynamometer: |  |  |  |  | 0
|  | Air box: M S fabricated with orifice meter and manometer |  |  |  |  | 0 | [6 empty] | Air box: M S fabricated with orifice meter and manometer |  |  |  |  | 0 |  |  | Air box: M S fabricated with orifice meter and manometer | [7 empty] | Type Eddy current |  |  |  |  | 0
|  | Fuel tank: Capacity 15 lit with glass fuel metering column |  |  |  |  | 0 | [6 empty] | Fuel tank: Capacity 15 lit with glass fuel metering column |  |  |  |  | 0 |  |  | Fuel tank: Capacity 15 lit with glass fuel metering column | [7 empty] | Propeller shaft: With universal joints |  |  |  |  | 0
|  | Calorimeter: Type Pipe in pipe |  |  |  |  | 0 | [6 empty] | Calorimeter: Type Pipe in pipe |  |  |  |  | 0 |  |  | Calorimeter: Type Pipe in pipe | [7 empty] | Air box: M S fabricated with orifice meter and manometer |  |  |  |  | 0
|  | Temperature sensor: Thermocouple, Type K |  |  |  |  | 0 | [6 empty] | Temperature sensor: Thermocouple, Type K |  |  |  |  | 0 |  |  | Temperature sensor: Thermocouple, Type K | [7 empty] | Fuel tank: Capacity 15 lit with glass fuel metering column |  |  |  |  | 0
|  | Temperature indicator: Digital, multi-channel with selector switch |  |  |  |  | 0 | [6 empty] | Temperature indicator: Digital, multi-channel with selector switch |  |  |  |  | 0 |  |  | Temperature indicator: Digital, multi-channel with selector switch | [7 empty] | Calorimeter: Type Pipe in pipe |  |  |  |  | 0
|  | Speed indicator: Digital with non-contact type speed sensor |  |  |  |  | 0 | [6 empty] | Speed indicator: Digital with non-contact type speed sensor |  |  |  |  | 0 |  |  | Speed indicator: Digital with non-contact type speed sensor | [7 empty] | Temperature sensor: Thermocouple, Type K |  |  |  |  | 0
|  | Load sensor: Load cell, type strain gauge, range 0‐50 Kg |  |  |  |  | 0 | [6 empty] | Load sensor: Load cell, type strain gauge, range 0‐50 Kg |  |  |  |  | 0 |  |  | Load sensor: Load cell, type strain gauge, range 0‐50 Kg | [7 empty] | Temperature indicator: Digital, multi-channel with selector switch |  |  |  |  | 0
|  | Load indicator: Digital, Range 0‐50 Kg, Supply 230VAC |  |  |  |  | 0 | [6 empty] | Load indicator: Digital, Range 0‐50 Kg, Supply 230VAC |  |  |  |  | 0 |  |  | Load indicator: Digital, Range 0‐50 Kg, Supply 230VAC | [7 empty] | Speed indicator: Digital with non-contact type speed sensor |  |  |  |  | 0
|  | Rotameter: Engine cooling 40‐400 LPH; Calorimeter 10‐100 LPH |  |  |  |  | 0 | [6 empty] | Rotameter: Engine cooling 40‐400 LPH; Calorimeter 10‐100 LPH |  |  |  |  | 0 |  |  | Rotameter: Engine cooling 40‐400 LPH; Calorimeter 10‐100 LPH | [7 empty] | Load sensor: Load cell, type strain gauge, range 0‐50 Kg |  |  |  |  | 0
|  | Pump: Type Monoblock |  |  |  |  | 0 | [6 empty] | Pump: Type Monoblock |  |  |  |  | 0 |  |  | Pump: Type Monoblock | [7 empty] | Load indicator: Digital, Range 0‐50 Kg, Supply 230VAC |  |  |  |  | 0
|  |  | Total |  | 4950000 |  | 0 | [7 empty] | Total |  | 4950000 |  | 3600000 |  |  |  | Total |  | 4950000 |  |  |  |  | Rotameter: Engine cooling 40‐400 LPH; Calorimeter 10‐100 LPH |  |  |  |  | 0
11 | Strength of material lab | [10 empty] | 11 | Strength of material lab | [6 empty] | 11 | Strength of material lab | [8 empty] | Pump: Type Monoblock |  |  |  |  | 0
| A | Universal Testing Machine Computerized, Capacity, 1000 KN, 6 pillar type with Hydraulic Jaws | 2000000 | 1 | 2000000 |  | 0 | [5 empty] | A | Universal Testing Machine Computerized, Capacity, 1000 KN, 6 pillar type with Hydraulic Jaws | 2000000 | 1 | 2000000 |  | 0 |  | A | Universal Testing Machine Computerized, Capacity, 1000 KN, 6 pillar type with Hydraulic Jaws | 2000000 | 1 | 2000000 | [5 empty] | Total |  | 4950000 |  | 0
|  | • Resolution:- 0.01KN |  |  |  |  | 0 | [6 empty] | • Resolution:- 0.01KN |  |  |  |  | 0 |  |  | • Resolution:- 0.01KN | [5 empty] | 11 | Strength of material lab
|  | • Frame Stiffness:- 2100Kn/mm |  |  |  |  | 0 | [6 empty] | • Frame Stiffness:- 2100Kn/mm |  |  |  |  | 0 |  |  | • Frame Stiffness:- 2100Kn/mm | [6 empty] | A | Universal Testing Machine Computerized, Capacity, 1000 KN, 6 pillar type with Hydraulic Jaws | 2000000 | 1 | 2000000 | 1 | 2000000
|  | • Connector:- Electrical Connector MIL Standard |  |  |  |  | 0 | [6 empty] | • Connector:- Electrical Connector MIL Standard |  |  |  |  | 0 |  |  | • Connector:- Electrical Connector MIL Standard | [7 empty] | • Resolution:- 0.01KN |  |  |  |  | 0
|  | • Daylight :-700mm |  |  |  |  | 0 | [6 empty] | • Daylight :-700mm |  |  |  |  | 0 |  |  | • Daylight :-700mm | [7 empty] | • Frame Stiffness:- 2100Kn/mm |  |  |  |  | 0
|  | • Column diameter:- 80mm |  |  |  |  | 0 | [6 empty] | • Column diameter:- 80mm |  |  |  |  | 0 |  |  | • Column diameter:- 80mm | [7 empty] | • Connector:- Electrical Connector MIL Standard |  |  |  |  | 0
|  | • Material of construction of column:- Chrome steel |  |  |  |  | 0 | [6 empty] | • Material of construction of column:- Chrome steel |  |  |  |  | 0 |  |  | • Material of construction of column:- Chrome steel | [7 empty] | • Daylight :-700mm |  |  |  |  | 0
|  | • Max clearance for tensile testing :- 50-650mm |  |  |  |  | 0 | [6 empty] | • Max clearance for tensile testing :- 50-650mm |  |  |  |  | 0 |  |  | • Max clearance for tensile testing :- 50-650mm | [7 empty] | • Column diameter:- 80mm |  |  |  |  | 0
|  | • Max clearance for compression testing:- 0-600mm |  |  |  |  | 0 | [6 empty] | • Max clearance for compression testing:- 0-600mm |  |  |  |  | 0 |  |  | • Max clearance for compression testing:- 0-600mm | [7 empty] | • Material of construction of column:- Chrome steel |  |  |  |  | 0
|  | • Clearance between columns :-650mm |  |  |  |  | 0 | [6 empty] | • Clearance between columns :-650mm |  |  |  |  | 0 |  |  | • Clearance between columns :-650mm | [7 empty] | • Max clearance for tensile testing :- 50-650mm |  |  |  |  | 0
|  | • Ram stroke:- 250mm |  |  |  |  | 0 | [6 empty] | • Ram stroke:- 250mm |  |  |  |  | 0 |  |  | • Ram stroke:- 250mm | [7 empty] | • Max clearance for compression testing:- 0-600mm |  |  |  |  | 0
|  | • Straining /piston speed at no load:- 0-50mm/min |  |  |  |  | 0 | [6 empty] | • Straining /piston speed at no load:- 0-50mm/min |  |  |  |  | 0 |  |  | • Straining /piston speed at no load:- 0-50mm/min | [7 empty] | • Clearance between columns :-650mm |  |  |  |  | 0
|  | • For Tension test:-Clamping jaws for round specimens:- 8-16mm,20-40mm,40-60mm |  |  |  |  | 0 | [6 empty] | • For Tension test:-Clamping jaws for round specimens:- 8-16mm,20-40mm,40-60mm |  |  |  |  | 0 |  |  | • For Tension test:-Clamping jaws for round specimens:- 8-16mm,20-40mm,40-60mm | [7 empty] | • Ram stroke:- 250mm |  |  |  |  | 0
|  | • Clamping jaws for flats specimens thickness:-0-40mm |  |  |  |  | 0 | [6 empty] | • Clamping jaws for flats specimens thickness:-0-40mm |  |  |  |  | 0 |  |  | • Clamping jaws for flats specimens thickness:-0-40mm | [7 empty] | • Straining /piston speed at no load:- 0-50mm/min |  |  |  |  | 0
|  | • Flat specimens width:-70mm |  |  |  |  | 0 | [6 empty] | • Flat specimens width:-70mm |  |  |  |  | 0 |  |  | • Flat specimens width:-70mm | [7 empty] | • For Tension test:-Clamping jaws for round specimens:- 8-16mm,20-40mm,40-60mm |  |  |  |  | 0
|  | • For Compression test:- Pair of compression plates dia of circular platen |  |  |  |  | 0 | [6 empty] | • For Compression test:- Pair of compression plates dia of circular platen |  |  |  |  | 0 |  |  | • For Compression test:- Pair of compression plates dia of circular platen | [7 empty] | • Clamping jaws for flats specimens thickness:-0-40mm |  |  |  |  | 0
|  | • For Transverse test:- Table with the adjustable rollers |  |  |  |  | 0 | [6 empty] | • For Transverse test:- Table with the adjustable rollers |  |  |  |  | 0 |  |  | • For Transverse test:- Table with the adjustable rollers | [7 empty] | • Flat specimens width:-70mm |  |  |  |  | 0
|  | • Width of rollers:- 140mm, Diameter of rollers:-50mm |  |  |  |  | 0 | [6 empty] | • Width of rollers:- 140mm, Diameter of rollers:-50mm |  |  |  |  | 0 |  |  | • Width of rollers:- 140mm, Diameter of rollers:-50mm | [7 empty] | • For Compression test:- Pair of compression plates dia of circular platen |  |  |  |  | 0
|  | • Max clearance between support:- 600mm |  |  |  |  | 0 | [6 empty] | • Max clearance between support:- 600mm |  |  |  |  | 0 |  |  | • Max clearance between support:- 600mm | [7 empty] | • For Transverse test:- Table with the adjustable rollers |  |  |  |  | 0
|  | • Radius of punch tops:-16mm,22mm |  |  |  |  | 0 | [6 empty] | • Radius of punch tops:-16mm,22mm |  |  |  |  | 0 |  |  | • Radius of punch tops:-16mm,22mm | [7 empty] | • Width of rollers:- 140mm, Diameter of rollers:-50mm |  |  |  |  | 0
|  | • Cross head geared motor:- 0.37kW |  |  |  |  | 0 | [6 empty] | • Cross head geared motor:- 0.37kW |  |  |  |  | 0 |  |  | • Cross head geared motor:- 0.37kW | [7 empty] | • Max clearance between support:- 600mm |  |  |  |  | 0
|  | • Power Pack Motor:-2.2kW |  |  |  |  | 0 | [6 empty] | • Power Pack Motor:-2.2kW |  |  |  |  | 0 |  |  | • Power Pack Motor:-2.2kW | [7 empty] | • Radius of punch tops:-16mm,22mm |  |  |  |  | 0
|  | • Weight:- 3.5Ton |  |  |  |  | 0 | [6 empty] | • Weight:- 3.5Ton |  |  |  |  | 0 |  |  | • Weight:- 3.5Ton | [7 empty] | • Cross head geared motor:- 0.37kW |  |  |  |  | 0
|  | • Required computer and printer |  |  |  |  | 0 | [6 empty] | • Required computer and printer |  |  |  |  | 0 |  |  | • Required computer and printer | [7 empty] | • Power Pack Motor:-2.2kW |  |  |  |  | 0
[7 empty] | 0 | [11 empty] | 0 | [10 empty] | • Weight:- 3.5Ton |  |  |  |  | 0
| B | Brinell cum Rockwell Hardness Tester Sturdy & Reliable Design. | 85000 | 1 | 85000 |  | 0 | [5 empty] | B | Brinell cum Rockwell Hardness Tester Sturdy & Reliable Design. | 85000 | 1 | 85000 |  | 0 |  | B | Brinell cum Rockwell Hardness Tester Sturdy & Reliable Design. | 85000 | 1 | 85000 |  |  |  |  | • Required computer and printer |  |  |  |  | 0
|  | • Easy to operate. |  |  |  |  | 0 | [6 empty] | • Easy to operate. |  |  |  |  | 0 |  |  | • Easy to operate. | [12 empty] | 0
|  | • Accessories of Brinell & Rockwell Test are part of standard outfit. |  |  |  |  | 0 | [6 empty] | • Accessories of Brinell & Rockwell Test are part of standard outfit. |  |  |  |  | 0 |  |  | • Accessories of Brinell & Rockwell Test are part of standard outfit. | [6 empty] | B | Brinell cum Rockwell Hardness Tester Sturdy & Reliable Design. | 85000 | 1 | 85000 |  | 0
|  | • There are 4 quick load change options 60,100,150 kgf |  |  |  |  | 0 | [6 empty] | • There are 4 quick load change options 60,100,150 kgf |  |  |  |  | 0 |  |  | • There are 4 quick load change options 60,100,150 kgf | [7 empty] | • Easy to operate. |  |  |  |  | 0
|  | for Rockwell Test (HRA, HRB, HRC) and 187.5 kgf |  |  |  |  | 0 | [6 empty] | for Rockwell Test (HRA, HRB, HRC) and 187.5 kgf |  |  |  |  | 0 |  |  | for Rockwell Test (HRA, HRB, HRC) and 187.5 kgf | [7 empty] | • Accessories of Brinell & Rockwell Test are part of standard outfit. |  |  |  |  | 0
|  | (BHN) for Brinell Test in this machine. |  |  |  |  | 0 | [6 empty] | (BHN) for Brinell Test in this machine. |  |  |  |  | 0 |  |  | (BHN) for Brinell Test in this machine. | [7 empty] | • There are 4 quick load change options 60,100,150 kgf |  |  |  |  | 0
|  | • Direct reading of Rockwell scales HR - A,B,C. |  |  |  |  | 0 | [6 empty] | • Direct reading of Rockwell scales HR - A,B,C. |  |  |  |  | 0 |  |  | • Direct reading of Rockwell scales HR - A,B,C. | [7 empty] | for Rockwell Test (HRA, HRB, HRC) and 187.5 kgf |  |  |  |  | 0
|  | • Samples upto 230mm high & 155mm Throat depth can be tested. |  |  |  |  | 0 | [6 empty] | • Samples upto 230mm high & 155mm Throat depth can be tested. |  |  |  |  | 0 |  |  | • Samples upto 230mm high & 155mm Throat depth can be tested. | [7 empty] | (BHN) for Brinell Test in this machine. |  |  |  |  | 0
|  | • Rockwell Scales - NABL Calibration can be provided (on request) |  |  |  |  | 0 | [6 empty] | • Rockwell Scales - NABL Calibration can be provided (on request) |  |  |  |  | 0 |  |  | • Rockwell Scales - NABL Calibration can be provided (on request) | [7 empty] | • Direct reading of Rockwell scales HR - A,B,C. |  |  |  |  | 0
|  | • Brinell Scales - NABL Calibration can be provided (on request) Rockwell Scales - A, B, C |  |  |  |  | 0 | [6 empty] | • Brinell Scales - NABL Calibration can be provided (on request) Rockwell Scales - A, B, C |  |  |  |  | 0 |  |  | • Brinell Scales - NABL Calibration can be provided (on request) Rockwell Scales - A, B, C | [7 empty] | • Samples upto 230mm high & 155mm Throat depth can be tested. |  |  |  |  | 0
|  | Brinell Hardness |  |  |  |  | 0 | [6 empty] | Brinell Hardness |  |  |  |  | 0 |  |  | Brinell Hardness | [7 empty] | • Rockwell Scales - NABL Calibration can be provided (on request) |  |  |  |  | 0
|  | Hardness Resolution - 1.0 of a Rockwell unit Rockwell - 10 kgf Pre Load / 60, 100, 150 kgf Main load. |  |  |  |  | 0 | [6 empty] | Hardness Resolution - 1.0 of a Rockwell unit Rockwell - 10 kgf Pre Load / 60, 100, 150 kgf Main load. |  |  |  |  | 0 |  |  | Hardness Resolution - 1.0 of a Rockwell unit Rockwell - 10 kgf Pre Load / 60, 100, 150 kgf Main load. | [7 empty] | • Brinell Scales - NABL Calibration can be provided (on request) Rockwell Scales - A, B, C |  |  |  |  | 0
|  | Brinell - 10 kgf Pre Load / 187.5 kgf Main load. |  |  |  |  | 0 | [6 empty] | Brinell - 10 kgf Pre Load / 187.5 kgf Main load. |  |  |  |  | 0 |  |  | Brinell - 10 kgf Pre Load / 187.5 kgf Main load. | [7 empty] | Brinell Hardness |  |  |  |  | 0
|  | Display - Analogue. Accuracy - Conforms to IS 1586 - 2000 (2006) |  |  |  |  | 0 | [6 empty] | Display - Analogue. Accuracy - Conforms to IS 1586 - 2000 (2006) |  |  |  |  | 0 |  |  | Display - Analogue. Accuracy - Conforms to IS 1586 - 2000 (2006) | [7 empty] | Hardness Resolution - 1.0 of a Rockwell unit Rockwell - 10 kgf Pre Load / 60, 100, 150 kgf Main load. |  |  |  |  | 0
|  | Specimen accommodations: Vertical space - 230mm |  |  |  |  | 0 | [6 empty] | Specimen accommodations: Vertical space - 230mm |  |  |  |  | 0 |  |  | Specimen accommodations: Vertical space - 230mm | [7 empty] | Brinell - 10 kgf Pre Load / 187.5 kgf Main load. |  |  |  |  | 0
|  | Horizontal space (from central line) - 155mm |  |  |  |  | 0 | [6 empty] | Horizontal space (from central line) - 155mm |  |  |  |  | 0 |  |  | Horizontal space (from central line) - 155mm | [7 empty] | Display - Analogue. Accuracy - Conforms to IS 1586 - 2000 (2006) |  |  |  |  | 0
[7 empty] | 0 | [11 empty] | 0 | [10 empty] | Specimen accommodations: Vertical space - 230mm |  |  |  |  | 0
| C | Fatigue Testing Machine 200kg |  |  |  |  | 0 | [5 empty] | C | Fatigue Testing Machine 200kg |  |  |  |  | 0 |  | C | Fatigue Testing Machine 200kg | [7 empty] | Horizontal space (from central line) - 155mm |  |  |  |  | 0
|  | This machine is used to test the Fatigue strength of materials and to draw S-N Diagram by research institutes, Laboratories, material manufacturers and various industries. This is a rotating beam type machine in which load is applied in reversed bending fashion. The standard 8 mm dia specimen is held in special holders at its ends and loaded such that it experiences a uniform bending moment. The specimen is rotated at 4200 rpm by a motor. A complete cycle of reversed stresses in all fibers of the specimen is produced during each revolution. The bending moment is applied with a lever system and can be easily changed by moving weight over the lever. Total number of revolutions at which the specimen fails is recorded by a Digital Counter. An interlocking system puts off the motor at specimen failure, Machine meets requirements of IS 5075-1959. Maximum Bending Moment:- 2 Nm Bending Moment adjustable:- 2.5-20 Nm Range:- Range-I 2.5-12.5 Nm/Range-II 12.5-20.0 Nm Gripping dia of specimen:- 12mm Testing dia of specimen:- 8 mm Rotating speed:- 4200 RPM Accuracy of appiled bending moment:- ± 1 % Digital Counter :- 8 Digit Power required:- 0.5 HP Power Supply:- 3 ph,440 V,50 Hz,A.C | 95000 | 1 | 95000 |  | 0 | [6 empty] | This machine is used to test the Fatigue strength of materials and to draw S-N Diagram by research institutes, Laboratories, material manufacturers and various industries. This is a rotating beam type machine in which load is applied in reversed bending fashion. The standard 8 mm dia specimen is held in special holders at its ends and loaded such that it experiences a uniform bending moment. The specimen is rotated at 4200 rpm by a motor. A complete cycle of reversed stresses in all fibers of the specimen is produced during each revolution. The bending moment is applied with a lever system and can be easily changed by moving weight over the lever. Total number of revolutions at which the specimen fails is recorded by a Digital Counter. An interlocking system puts off the motor at specimen failure, Machine meets requirements of IS 5075-1959. Maximum Bending Moment:- 2 Nm Bending Moment adjustable:- 2.5-20 Nm Range:- Range-I 2.5-12.5 Nm/Range-II 12.5-20.0 Nm Gripping dia of specimen:- 12mm Testing dia of specimen:- 8 mm Rotating speed:- 4200 RPM Accuracy of appiled bending moment:- ± 1 % Digital Counter :- 8 Digit Power required:- 0.5 HP Power Supply:- 3 ph,440 V,50 Hz,A.C | 95000 | 1 | 95000 |  | 0 |  |  | This machine is used to test the Fatigue strength of materials and to draw S-N Diagram by research institutes, Laboratories, material manufacturers and various industries. This is a rotating beam type machine in which load is applied in reversed bending fashion. The standard 8 mm dia specimen is held in special holders at its ends and loaded such that it experiences a uniform bending moment. The specimen is rotated at 4200 rpm by a motor. A complete cycle of reversed stresses in all fibers of the specimen is produced during each revolution. The bending moment is applied with a lever system and can be easily changed by moving weight over the lever. Total number of revolutions at which the specimen fails is recorded by a Digital Counter. An interlocking system puts off the motor at specimen failure, Machine meets requirements of IS 5075-1959. Maximum Bending Moment:- 2 Nm Bending Moment adjustable:- 2.5-20 Nm Range:- Range-I 2.5-12.5 Nm/Range-II 12.5-20.0 Nm Gripping dia of specimen:- 12mm Testing dia of specimen:- 8 mm Rotating speed:- 4200 RPM Accuracy of appiled bending moment:- ± 1 % Digital Counter :- 8 Digit Power required:- 0.5 HP Power Supply:- 3 ph,440 V,50 Hz,A.C | 95000 | 1 | 95000 | [9 empty] | 0
[7 empty] | 0 | [11 empty] | 0 | [9 empty] | C | Fatigue Testing Machine 200kg |  |  |  |  | 0
| D | Impact Testing Machine. | 65000 | 1 | 65000 |  | 0 | [5 empty] | D | Impact Testing Machine. | 65000 | 1 | 65000 |  | 0 |  | D | Impact Testing Machine. | 65000 | 1 | 65000 |  |  |  |  | This machine is used to test the Fatigue strength of materials and to draw S-N Diagram by research institutes, Laboratories, material manufacturers and various industries. This is a rotating beam type machine in which load is applied in reversed bending fashion. The standard 8 mm dia specimen is held in special holders at its ends and loaded such that it experiences a uniform bending moment. The specimen is rotated at 4200 rpm by a motor. A complete cycle of reversed stresses in all fibers of the specimen is produced during each revolution. The bending moment is applied with a lever system and can be easily changed by moving weight over the lever. Total number of revolutions at which the specimen fails is recorded by a Digital Counter. An interlocking system puts off the motor at specimen failure, Machine meets requirements of IS 5075-1959. Maximum Bending Moment:- 2 Nm Bending Moment adjustable:- 2.5-20 Nm Range:- Range-I 2.5-12.5 Nm/Range-II 12.5-20.0 Nm Gripping dia of specimen:- 12mm Testing dia of specimen:- 8 mm Rotating speed:- 4200 RPM Accuracy of appiled bending moment:- ± 1 % Digital Counter :- 8 Digit Power required:- 0.5 HP Power Supply:- 3 ph,440 V,50 Hz,A.C | 95000 | 1 | 95000 | 1 | 95000
|  | Pendulum Impact Testing Machine Confirms to IS, BS standards & also conforms to BS ,EN: 10045-1993 (for charpy), complete as per Makers’ standard supply. Technical Specification : |  |  |  |  | 0 | [6 empty] | Pendulum Impact Testing Machine Confirms to IS, BS standards & also conforms to BS ,EN: 10045-1993 (for charpy), complete as per Makers’ standard supply. Technical Specification : |  |  |  |  | 0 |  |  | Pendulum Impact Testing Machine Confirms to IS, BS standards & also conforms to BS ,EN: 10045-1993 (for charpy), complete as per Makers’ standard supply. Technical Specification : | [12 empty] | 0
|  | Tests Parameters Charpy/ Izod |  |  |  |  | 0 | [6 empty] | Tests Parameters Charpy/ Izod |  |  |  |  | 0 |  |  | Tests Parameters Charpy/ Izod | [6 empty] | D | Impact Testing Machine. | 65000 | 1 | 65000 | 1 | 65000
|  | Initial potential energy (joules) :-300/ 170 |  |  |  |  | 0 | [6 empty] | Initial potential energy (joules) :-300/ 170 |  |  |  |  | 0 |  |  | Initial potential energy (joules) :-300/ 170 | [7 empty] | Pendulum Impact Testing Machine Confirms to IS, BS standards & also conforms to BS ,EN: 10045-1993 (for charpy), complete as per Makers’ standard supply. Technical Specification : |  |  |  |  | 0
|  | Minimum scale graduation :- 2 /2 |  |  |  |  | 0 | [6 empty] | Minimum scale graduation :- 2 /2 |  |  |  |  | 0 |  |  | Minimum scale graduation :- 2 /2 | [7 empty] | Tests Parameters Charpy/ Izod |  |  |  |  | 0
|  | Pendulum drop angle (Degree):- 140/ 90 |  |  |  |  | 0 | [6 empty] | Pendulum drop angle (Degree):- 140/ 90 |  |  |  |  | 0 |  |  | Pendulum drop angle (Degree):- 140/ 90 | [7 empty] | Initial potential energy (joules) :-300/ 170 |  |  |  |  | 0
|  | Impact velocity (m/sec):- 5.308 /3.994 |  |  |  |  | 0 | [6 empty] | Impact velocity (m/sec):- 5.308 /3.994 |  |  |  |  | 0 |  |  | Impact velocity (m/sec):- 5.308 /3.994 | [7 empty] | Minimum scale graduation :- 2 /2 |  |  |  |  | 0
|  | Distance between axis of rotation and centre of strikes (i.e. length of pendulum) (mm):- 813.5 /813.5 |  |  |  |  | 0 | [6 empty] | Distance between axis of rotation and centre of strikes (i.e. length of pendulum) (mm):- 813.5 /813.5 |  |  |  |  | 0 |  |  | Distance between axis of rotation and centre of strikes (i.e. length of pendulum) (mm):- 813.5 /813.5 | [7 empty] | Pendulum drop angle (Degree):- 140/ 90 |  |  |  |  | 0
|  | Effective weight of pendulum (kg) :-21.300 /21.300 |  |  |  |  | 0 | [6 empty] | Effective weight of pendulum (kg) :-21.300 /21.300 |  |  |  |  | 0 |  |  | Effective weight of pendulum (kg) :-21.300 /21.300 | [7 empty] | Impact velocity (m/sec):- 5.308 /3.994 |  |  |  |  | 0
|  | Max total friction and windage losses (% of initial potential energy) :-0.5%/ 0.5% |  |  |  |  | 0 | [6 empty] | Max total friction and windage losses (% of initial potential energy) :-0.5%/ 0.5% |  |  |  |  | 0 |  |  | Max total friction and windage losses (% of initial potential energy) :-0.5%/ 0.5% | [7 empty] | Distance between axis of rotation and centre of strikes (i.e. length of pendulum) (mm):- 813.5 /813.5 |  |  |  |  | 0
|  | Striking edge : |  |  |  |  | 0 | [6 empty] | Striking edge : |  |  |  |  | 0 |  |  | Striking edge : | [7 empty] | Effective weight of pendulum (kg) :-21.300 /21.300 |  |  |  |  | 0
|  | Angle at tip (Degree) :-30/ 75 |  |  |  |  | 0 | [6 empty] | Angle at tip (Degree) :-30/ 75 |  |  |  |  | 0 |  |  | Angle at tip (Degree) :-30/ 75 | [7 empty] | Max total friction and windage losses (% of initial potential energy) :-0.5%/ 0.5% |  |  |  |  | 0
|  | Radius of curvature (mm):- 2 /0.7 |  |  |  |  | 0 | [6 empty] | Radius of curvature (mm):- 2 /0.7 |  |  |  |  | 0 |  |  | Radius of curvature (mm):- 2 /0.7 | [7 empty] | Striking edge : |  |  |  |  | 0
|  | Width of tip (mm) :-18 |  |  |  |  | 0 | [6 empty] | Width of tip (mm) :-18 |  |  |  |  | 0 |  |  | Width of tip (mm) :-18 | [7 empty] | Angle at tip (Degree) :-30/ 75 |  |  |  |  | 0
|  | Horizontal relief (Degree) :-10(IZOD) |  |  |  |  | 0 | [6 empty] | Horizontal relief (Degree) :-10(IZOD) |  |  |  |  | 0 |  |  | Horizontal relief (Degree) :-10(IZOD) | [7 empty] | Radius of curvature (mm):- 2 /0.7 |  |  |  |  | 0
|  | Vertical relief (degree) :-5(IZOD) |  |  |  |  | 0 | [6 empty] | Vertical relief (degree) :-5(IZOD) |  |  |  |  | 0 |  |  | Vertical relief (degree) :-5(IZOD) | [7 empty] | Width of tip (mm) :-18 |  |  |  |  | 0
|  | Test Piece Supports |  |  |  |  | 0 | [6 empty] | Test Piece Supports |  |  |  |  | 0 |  |  | Test Piece Supports | [7 empty] | Horizontal relief (Degree) :-10(IZOD) |  |  |  |  | 0
|  | Suitable for specimen (Max) (mm) :-10 x 10 /10 x 10 |  |  |  |  | 0 | [6 empty] | Suitable for specimen (Max) (mm) :-10 x 10 /10 x 10 |  |  |  |  | 0 |  |  | Suitable for specimen (Max) (mm) :-10 x 10 /10 x 10 | [7 empty] | Vertical relief (degree) :-5(IZOD) |  |  |  |  | 0
|  | Distance between supports (mm) :-40 (+ 0.5, - 0.0) (CHARPY) |  |  |  |  | 0 | [6 empty] | Distance between supports (mm) :-40 (+ 0.5, - 0.0) (CHARPY) |  |  |  |  | 0 |  |  | Distance between supports (mm) :-40 (+ 0.5, - 0.0) (CHARPY) | [7 empty] | Test Piece Supports |  |  |  |  | 0
|  | Taper of support (mm):- 11 + 1 (CHARPY) |  |  |  |  | 0 | [6 empty] | Taper of support (mm):- 11 + 1 (CHARPY) |  |  |  |  | 0 |  |  | Taper of support (mm):- 11 + 1 (CHARPY) | [7 empty] | Suitable for specimen (Max) (mm) :-10 x 10 /10 x 10 |  |  |  |  | 0
|  | Radius of curvature at edge (mm) :-1 to 1.5 (CHARPY) |  |  |  |  | 0 | [6 empty] | Radius of curvature at edge (mm) :-1 to 1.5 (CHARPY) |  |  |  |  | 0 |  |  | Radius of curvature at edge (mm) :-1 to 1.5 (CHARPY) | [7 empty] | Distance between supports (mm) :-40 (+ 0.5, - 0.0) (CHARPY) |  |  |  |  | 0
|  | Overall size (mm) approx 760 (L) X 440 (W) X 1925 (H) |  |  |  |  | 0 | [6 empty] | Overall size (mm) approx 760 (L) X 440 (W) X 1925 (H) |  |  |  |  | 0 |  |  | Overall size (mm) approx 760 (L) X 440 (W) X 1925 (H) | [7 empty] | Taper of support (mm):- 11 + 1 (CHARPY) |  |  |  |  | 0
|  | Net Wight (kg) approx 425.. Standard Accessories : |  |  |  |  | 0 | [6 empty] | Net Wight (kg) approx 425.. Standard Accessories : |  |  |  |  | 0 |  |  | Net Wight (kg) approx 425.. Standard Accessories : | [7 empty] | Radius of curvature at edge (mm) :-1 to 1.5 (CHARPY) |  |  |  |  | 0
|  | Charpy Striker :-1 NO |  |  |  |  | 0 | [6 empty] | Charpy Striker :-1 NO |  |  |  |  | 0 |  |  | Charpy Striker :-1 NO | [7 empty] | Overall size (mm) approx 760 (L) X 440 (W) X 1925 (H) |  |  |  |  | 0
|  | Izod striker :-1 NO |  |  |  |  | 0 | [6 empty] | Izod striker :-1 NO |  |  |  |  | 0 |  |  | Izod striker :-1 NO | [7 empty] | Net Wight (kg) approx 425.. Standard Accessories : |  |  |  |  | 0
|  | Combined Charpy / izod (10 x 10 specimen) support Block :-1 NO |  |  |  |  | 0 | [6 empty] | Combined Charpy / izod (10 x 10 specimen) support Block :-1 NO |  |  |  |  | 0 |  |  | Combined Charpy / izod (10 x 10 specimen) support Block :-1 NO | [7 empty] | Charpy Striker :-1 NO |  |  |  |  | 0
|  | Specimen setting Gauges ( for Charpy and izod) :-2 NOs |  |  |  |  | 0 | [6 empty] | Specimen setting Gauges ( for Charpy and izod) :-2 NOs |  |  |  |  | 0 |  |  | Specimen setting Gauges ( for Charpy and izod) :-2 NOs | [7 empty] | Izod striker :-1 NO |  |  |  |  | 0
|  | Set of spanners :-1 Set |  |  |  |  | 0 | [6 empty] | Set of spanners :-1 Set |  |  |  |  | 0 |  |  | Set of spanners :-1 Set | [7 empty] | Combined Charpy / izod (10 x 10 specimen) support Block :-1 NO |  |  |  |  | 0
| E | Torsion Testing Machine | 130000 | 1 | 130000 |  | 0 | [5 empty] | E | Torsion Testing Machine | 130000 | 1 | 130000 |  | 0 |  | E | Torsion Testing Machine | 130000 | 1 | 130000 |  |  |  |  | Specimen setting Gauges ( for Charpy and izod) :-2 NOs |  |  |  |  | 0
|  | Digital Torsion Testing Machine of capacity 100Nm Max. Torque Capacity (Nm):-100 Torque Resolution (Nm):- 0.01 Angle of Twist ( Degree) :- 0.1 Torsion Speed & Direction:- 1.5 RPM Reverse Distance between grips (mm):-0-400 Grips for around bar of dia (mm) :- 4 – 8/ 8 - 12 |  |  |  |  | 0 | [6 empty] | Digital Torsion Testing Machine of capacity 100Nm Max. Torque Capacity (Nm):-100 Torque Resolution (Nm):- 0.01 Angle of Twist ( Degree) :- 0.1 Torsion Speed & Direction:- 1.5 RPM Reverse Distance between grips (mm):-0-400 Grips for around bar of dia (mm) :- 4 – 8/ 8 - 12 |  |  |  |  | 0 |  |  | Digital Torsion Testing Machine of capacity 100Nm Max. Torque Capacity (Nm):-100 Torque Resolution (Nm):- 0.01 Angle of Twist ( Degree) :- 0.1 Torsion Speed & Direction:- 1.5 RPM Reverse Distance between grips (mm):-0-400 Grips for around bar of dia (mm) :- 4 – 8/ 8 - 12 | [7 empty] | Set of spanners :-1 Set |  |  |  |  | 0
|  | Grips for Flat bars thickness Width:- 2 – 8/25 |  |  |  |  | 0 | [6 empty] | Grips for Flat bars thickness Width:- 2 – 8/25 |  |  |  |  | 0 |  |  | Grips for Flat bars thickness Width:- 2 – 8/25 | [6 empty] | E | Torsion Testing Machine | 130000 | 1 | 130000 | 1 | 130000
|  | Motor (hp):- 0.5 |  |  |  |  | 0 | [6 empty] | Motor (hp):- 0.5 |  |  |  |  | 0 |  |  | Motor (hp):- 0.5 | [7 empty] | Digital Torsion Testing Machine of capacity 100Nm Max. Torque Capacity (Nm):-100 Torque Resolution (Nm):- 0.01 Angle of Twist ( Degree) :- 0.1 Torsion Speed & Direction:- 1.5 RPM Reverse Distance between grips (mm):-0-400 Grips for around bar of dia (mm) :- 4 – 8/ 8 - 12 |  |  |  |  | 0
|  | Power supply:- Three Phase, 415V, 50Hz. AC |  |  |  |  | 0 | [6 empty] | Power supply:- Three Phase, 415V, 50Hz. AC |  |  |  |  | 0 |  |  | Power supply:- Three Phase, 415V, 50Hz. AC | [7 empty] | Grips for Flat bars thickness Width:- 2 – 8/25 |  |  |  |  | 0
|  | Overall Size Approx (L x W x H) (mm):- 1325 X 650 X 1375 |  |  |  |  | 0 | [6 empty] | Overall Size Approx (L x W x H) (mm):- 1325 X 650 X 1375 |  |  |  |  | 0 |  |  | Overall Size Approx (L x W x H) (mm):- 1325 X 650 X 1375 | [7 empty] | Motor (hp):- 0.5 |  |  |  |  | 0
[7 empty] | 0 | [11 empty] | 0 | [10 empty] | Power supply:- Three Phase, 415V, 50Hz. AC |  |  |  |  | 0
|  |  | Total |  | 2375000 |  | 0 | [7 empty] | Total |  | 2375000 |  | 0 |  |  |  | Total |  | 2375000 |  |  |  |  | Overall Size Approx (L x W x H) (mm):- 1325 X 650 X 1375 |  |  |  |  | 0
12 | CAD LAB | [10 empty] | 12 | CAD LAB | [6 empty] | 12 | CAD LAB | [13 empty] | 0
|  | DESKTOP COMPUTER | 75000 | 30 | 2250000 |  | 0 | [6 empty] | DESKTOP COMPUTER | 75000 | 30 | 2250000 |  | 0 |  |  | DESKTOP COMPUTER | 75000 | 30 | 2250000 | 10 | 750000 |  |  |  | Total |  | 2375000 |  | 2290000
|  | Processor: Intel® 8th generation core i7 8500 or higher, operating system: preinstalled from OEM genuine Microsoft Windows 10 Pro 64-bit with one button recovery, Chipset: All chipset equivalent or higher than intel H370 will be accepted , Motherboard: OEM Motherboard with OEM certified, memory: 8GB DDR 4 RAM expandable to 64 GB, 2 DIMM Slots, non ECC dual channel upto 2666 MHz, Hard disk Drive: 1 TB 3.5 inch Serial ATA, 7200 rpm with prefailure alert indication, Optical Drive: 8x or higher DVD R/W drive, Graphics: 2GB dedicated, Audio: High Definition integrated with internal Speaker, Ethernet: Integrated Giga Bite (10/100/1000 NIC) LAN and Inbuilt wifi. Monitor: 18.5 inch LED back lit with resolution of 1366×768 or higher with VGA/HDMI Ports, TCO 7.0 or above warranty 3 years onsite comprehensive OEM Warranty, Slot PCIe×1-1 no, Slot PCIe×16-1 no, PCI slot -1 no, M.2 slot -2 no, Rs 232 serial port-1no, Ports minimum 8 USB port (4USB 3.1 Gen 1, 4 USB 2.0) out of which 2 USB ports in front (1) VGA video port (1) HDMI port; integrated media card reader; (1) RJ-45 network connector, (1) RS- 232 serial port; 1 line out; power supply: 185 W or higher power supply with 90% efficiency, Keyboard, mouse, Support: Driver should be available for download from OEM site for at least three years from the date of purchase order |  |  |  |  | 0 | [6 empty] | Processor: Intel® 8th generation core i7 8500 or higher, operating system: preinstalled from OEM genuine Microsoft Windows 10 Pro 64-bit with one button recovery, Chipset: All chipset equivalent or higher than intel H370 will be accepted , Motherboard: OEM Motherboard with OEM certified, memory: 8GB DDR 4 RAM expandable to 64 GB, 2 DIMM Slots, non ECC dual channel upto 2666 MHz, Hard disk Drive: 1 TB 3.5 inch Serial ATA, 7200 rpm with prefailure alert indication, Optical Drive: 8x or higher DVD R/W drive, Graphics: 2GB dedicated, Audio: High Definition integrated with internal Speaker, Ethernet: Integrated Giga Bite (10/100/1000 NIC) LAN and Inbuilt wifi. Monitor: 18.5 inch LED back lit with resolution of 1366×768 or higher with VGA/HDMI Ports, TCO 7.0 or above warranty 3 years onsite comprehensive OEM Warranty, Slot PCIe×1-1 no, Slot PCIe×16-1 no, PCI slot -1 no, M.2 slot -2 no, Rs 232 serial port-1no, Ports minimum 8 USB port (4USB 3.1 Gen 1, 4 USB 2.0) out of which 2 USB ports in front (1) VGA video port (1) HDMI port; integrated media card reader; (1) RJ-45 network connector, (1) RS- 232 serial port; 1 line out; power supply: 185 W or higher power supply with 90% efficiency, Keyboard, mouse, Support: Driver should be available for download from OEM site for at least three years from the date of purchase order |  |  |  |  | 0 |  |  | Processor: Intel® 8th generation core i7 8500 or higher, operating system: preinstalled from OEM genuine Microsoft Windows 10 Pro 64-bit with one button recovery, Chipset: All chipset equivalent or higher than intel H370 will be accepted , Motherboard: OEM Motherboard with OEM certified, memory: 8GB DDR 4 RAM expandable to 64 GB, 2 DIMM Slots, non ECC dual channel upto 2666 MHz, Hard disk Drive: 1 TB 3.5 inch Serial ATA, 7200 rpm with prefailure alert indication, Optical Drive: 8x or higher DVD R/W drive, Graphics: 2GB dedicated, Audio: High Definition integrated with internal Speaker, Ethernet: Integrated Giga Bite (10/100/1000 NIC) LAN and Inbuilt wifi. Monitor: 18.5 inch LED back lit with resolution of 1366×768 or higher with VGA/HDMI Ports, TCO 7.0 or above warranty 3 years onsite comprehensive OEM Warranty, Slot PCIe×1-1 no, Slot PCIe×16-1 no, PCI slot -1 no, M.2 slot -2 no, Rs 232 serial port-1no, Ports minimum 8 USB port (4USB 3.1 Gen 1, 4 USB 2.0) out of which 2 USB ports in front (1) VGA video port (1) HDMI port; integrated media card reader; (1) RJ-45 network connector, (1) RS- 232 serial port; 1 line out; power supply: 185 W or higher power supply with 90% efficiency, Keyboard, mouse, Support: Driver should be available for download from OEM site for at least three years from the date of purchase order | [5 empty] | 12 | CAD LAB
[7 empty] | 0 | [11 empty] | 0 | [10 empty] | DESKTOP COMPUTER | 75000 | 30 | 2250000 |  | 0
[7 empty] | 0 | [11 empty] | 0 | [10 empty] | Processor: Intel® 8th generation core i7 8500 or higher, operating system: preinstalled from OEM genuine Microsoft Windows 10 Pro 64-bit with one button recovery, Chipset: All chipset equivalent or higher than intel H370 will be accepted , Motherboard: OEM Motherboard with OEM certified, memory: 8GB DDR 4 RAM expandable to 64 GB, 2 DIMM Slots, non ECC dual channel upto 2666 MHz, Hard disk Drive: 1 TB 3.5 inch Serial ATA, 7200 rpm with prefailure alert indication, Optical Drive: 8x or higher DVD R/W drive, Graphics: 2GB dedicated, Audio: High Definition integrated with internal Speaker, Ethernet: Integrated Giga Bite (10/100/1000 NIC) LAN and Inbuilt wifi. Monitor: 18.5 inch LED back lit with resolution of 1366×768 or higher with VGA/HDMI Ports, TCO 7.0 or above warranty 3 years onsite comprehensive OEM Warranty, Slot PCIe×1-1 no, Slot PCIe×16-1 no, PCI slot -1 no, M.2 slot -2 no, Rs 232 serial port-1no, Ports minimum 8 USB port (4USB 3.1 Gen 1, 4 USB 2.0) out of which 2 USB ports in front (1) VGA video port (1) HDMI port; integrated media card reader; (1) RJ-45 network connector, (1) RS- 232 serial port; 1 line out; power supply: 185 W or higher power supply with 90% efficiency, Keyboard, mouse, Support: Driver should be available for download from OEM site for at least three years from the date of purchase order |  |  |  |  | 0
| AUTO CAD SOFTWARE | [5 empty] | 0 | [5 empty] | AUTO CAD SOFTWARE | [5 empty] | 0 |  | AUTO CAD SOFTWARE | [13 empty] | 0
| Rapid Prototyping | Desktop 3D Printer | 644575 | 1 | 644575 |  | 0 | [5 empty] | Rapid Prototyping | Desktop 3D Printer | 644575 | 1 | 644575 |  | 0 |  | Rapid Prototyping | Desktop 3D Printer | 644575 | 1 | 644575 | 1 | 644575 | [7 empty] | 0
| Machine/3D Printer/ | (Print Technology Fused Deposition Modeling |  |  |  |  | 0 | [5 empty] | Machine/3D Printer/ | (Print Technology Fused Deposition Modeling |  |  |  |  | 0 |  | Machine/3D Printer/ | (Print Technology Fused Deposition Modeling | [6 empty] | AUTO CAD SOFTWARE | [5 empty] | 0
| Advance | Build Volume:- 29.5 L X 19.5 W X 16.5 H CM |  |  |  |  | 0 | [5 empty] | Advance | Build Volume:- 29.5 L X 19.5 W X 16.5 H CM |  |  |  |  | 0 |  | Advance | Build Volume:- 29.5 L X 19.5 W X 16.5 H CM | [6 empty] | Rapid Prototyping | Desktop 3D Printer | 644575 | 1 | 644575 | 1 | 644575
| Manufacturing | [11.6 X 7.6 X 6.5 IN] |  |  |  |  | 0 | [5 empty] | Manufacturing | [11.6 X 7.6 X 6.5 IN] |  |  |  |  | 0 |  | Manufacturing | [11.6 X 7.6 X 6.5 IN] | [6 empty] | Machine/3D Printer/ | (Print Technology Fused Deposition Modeling |  |  |  |  | 0
|  | 9,492 Cubic Centimeters [563 Cubic Inches] |  |  |  |  | 0 | [6 empty] | 9,492 Cubic Centimeters [563 Cubic Inches] |  |  |  |  | 0 |  |  | 9,492 Cubic Centimeters [563 Cubic Inches] | [6 empty] | Advance | Build Volume:- 29.5 L X 19.5 W X 16.5 H CM |  |  |  |  | 0
|  | Layer Resolution:- 100 microns [0.0039 IN] |  |  |  |  | 0 | [6 empty] | Layer Resolution:- 100 microns [0.0039 IN] |  |  |  |  | 0 |  |  | Layer Resolution:- 100 microns [0.0039 IN] | [6 empty] | Manufacturing | [11.6 X 7.6 X 6.5 IN] |  |  |  |  | 0
|  | Filament Diameter :-1.75 mm [0.069 in] |  |  |  |  | 0 | [6 empty] | Filament Diameter :-1.75 mm [0.069 in] |  |  |  |  | 0 |  |  | Filament Diameter :-1.75 mm [0.069 in] | [7 empty] | 9,492 Cubic Centimeters [563 Cubic Inches] |  |  |  |  | 0
|  | Filament Compatibility:- MakerBot PLA |  |  |  |  | 0 | [6 empty] | Filament Compatibility:- MakerBot PLA |  |  |  |  | 0 |  |  | Filament Compatibility:- MakerBot PLA | [7 empty] | Layer Resolution:- 100 microns [0.0039 IN] |  |  |  |  | 0
|  | Filament Large Spool, MakerBot PLA Filament |  |  |  |  | 0 | [6 empty] | Filament Large Spool, MakerBot PLA Filament |  |  |  |  | 0 |  |  | Filament Large Spool, MakerBot PLA Filament | [7 empty] | Filament Diameter :-1.75 mm [0.069 in] |  |  |  |  | 0
|  | Small Spool,MakerBot Tough PLA Filament |  |  |  |  | 0 | [6 empty] | Small Spool,MakerBot Tough PLA Filament |  |  |  |  | 0 |  |  | Small Spool,MakerBot Tough PLA Filament | [7 empty] | Filament Compatibility:- MakerBot PLA |  |  |  |  | 0
|  | Large Spool) |  |  |  |  | 0 | [6 empty] | Large Spool) |  |  |  |  | 0 |  |  | Large Spool) | [7 empty] | Filament Large Spool, MakerBot PLA Filament |  |  |  |  | 0
| Solid works software | [5 empty] | 0 | [5 empty] | Solid works software | [5 empty] | 0 |  | Solid works software | [8 empty] | Small Spool,MakerBot Tough PLA Filament |  |  |  |  | 0
|  |  | Total |  | 2894575 |  | 0 | [7 empty] | Total |  | 2894575 |  | 0 |  |  |  | Total |  | 2894575 |  |  |  |  | Large Spool) |  |  |  |  | 0
13 | MANUFACTURING TECHNOLOGY LAB | [10 empty] | 13 | MANUFACTURING TECHNOLOGY LAB | [6 empty] | 13 | MANUFACTURING TECHNOLOGY LAB | [7 empty] | Solid works software | [5 empty] | 0
[7 empty] | 0 | [11 empty] | 0 | [11 empty] | Total |  | 2894575 |  | 644575
| Slip Gauge complete Set |  | 33000 | 2 | 66000 |  | 0 | [5 empty] | Slip Gauge complete Set |  | 33000 | 2 | 66000 |  | 0 |  | Slip Gauge complete Set |  | 33000 | 2 | 66000 | 2 | 66000 | 13 | MANUFACTURING TECHNOLOGY LAB
| Vernier calliper | (a) Vernier Calliper 3oomm | 40000 | 1 | 40000 |  | 0 | [5 empty] | Vernier calliper | (a) Vernier Calliper 3oomm | 40000 | 1 | 40000 |  | 0 |  | Vernier calliper | (a) Vernier Calliper 3oomm | 40000 | 1 | 40000 | 1 | 40000 | [7 empty] | 0
|  | (b) Vernier Calliper 2oomm |  |  |  |  | 0 | [6 empty] | (b) Vernier Calliper 2oomm |  |  |  |  | 0 |  |  | (b) Vernier Calliper 2oomm | [6 empty] | Slip Gauge complete Set |  | 33000 | 2 | 66000 |  | 0
|  | (c) Vernier Calliper 15omm |  |  |  |  | 0 | [6 empty] | (c) Vernier Calliper 15omm |  |  |  |  | 0 |  |  | (c) Vernier Calliper 15omm | [6 empty] | Vernier calliper | (a) Vernier Calliper 3oomm | 40000 | 1 | 40000 |  | 0
|  | (d) Inside Vernier Calliper 15omm |  |  |  |  | 0 | [6 empty] | (d) Inside Vernier Calliper 15omm |  |  |  |  | 0 |  |  | (d) Inside Vernier Calliper 15omm | [7 empty] | (b) Vernier Calliper 2oomm |  |  |  |  | 0
|  | (e) Vernier Calliper (digital) |  |  |  |  | 0 | [6 empty] | (e) Vernier Calliper (digital) |  |  |  |  | 0 |  |  | (e) Vernier Calliper (digital) | [7 empty] | (c) Vernier Calliper 15omm |  |  |  |  | 0
|  | (f) Vernier Caliper (dial) |  |  |  |  | 0 | [6 empty] | (f) Vernier Caliper (dial) |  |  |  |  | 0 |  |  | (f) Vernier Caliper (dial) | [7 empty] | (d) Inside Vernier Calliper 15omm |  |  |  |  | 0
|  | (h) Screw vernier Caliper |  |  |  |  | 0 | [6 empty] | (h) Screw vernier Caliper |  |  |  |  | 0 |  |  | (h) Screw vernier Caliper | [7 empty] | (e) Vernier Calliper (digital) |  |  |  |  | 0
| MICROMETER | (a) Micrometer Outside 0-25mm | 18000 | 1 | 18000 |  | 0 | [5 empty] | MICROMETER | (a) Micrometer Outside 0-25mm | 18000 | 1 | 18000 |  | 0 |  | MICROMETER | (a) Micrometer Outside 0-25mm | 18000 | 1 | 18000 | 1 | 18000 |  |  | (f) Vernier Caliper (dial) |  |  |  |  | 0
|  | (b) Micrometer Outside 25-50mm |  |  |  |  | 0 | [6 empty] | (b) Micrometer Outside 25-50mm |  |  |  |  | 0 |  |  | (b) Micrometer Outside 25-50mm | [7 empty] | (h) Screw vernier Caliper |  |  |  |  | 0
|  | ( c) Micrometer Outside 50-75mm |  |  |  |  | 0 | [6 empty] | ( c) Micrometer Outside 50-75mm |  |  |  |  | 0 |  |  | ( c) Micrometer Outside 50-75mm | [6 empty] | MICROMETER | (a) Micrometer Outside 0-25mm | 18000 | 1 | 18000 |  | 0
|  | (d) Micrometer Outside 75 -100mm |  |  |  |  | 0 | [6 empty] | (d) Micrometer Outside 75 -100mm |  |  |  |  | 0 |  |  | (d) Micrometer Outside 75 -100mm | [7 empty] | (b) Micrometer Outside 25-50mm |  |  |  |  | 0
|  | (e) Inside Micrometer 25mm |  |  |  |  | 0 | [6 empty] | (e) Inside Micrometer 25mm |  |  |  |  | 0 |  |  | (e) Inside Micrometer 25mm | [7 empty] | ( c) Micrometer Outside 50-75mm |  |  |  |  | 0
|  | (f) Inside Micrometer 50mm |  |  |  |  | 0 | [6 empty] | (f) Inside Micrometer 50mm |  |  |  |  | 0 |  |  | (f) Inside Micrometer 50mm | [7 empty] | (d) Micrometer Outside 75 -100mm |  |  |  |  | 0
| Sine Bar complete Set | Sine Bar complete Set | 8000 | 2 | 16000 |  | 0 | [5 empty] | Sine Bar complete Set | Sine Bar complete Set | 8000 | 2 | 16000 |  | 0 |  | Sine Bar complete Set | Sine Bar complete Set | 8000 | 2 | 16000 | 2 | 16000 |  |  | (e) Inside Micrometer 25mm |  |  |  |  | 0
| Vernier Bevel Protector | Vernier Bevel Protector | 8000 | 1 | 8000 |  | 0 | [5 empty] | Vernier Bevel Protector | Vernier Bevel Protector | 8000 | 1 | 8000 |  | 0 |  | Vernier Bevel Protector | Vernier Bevel Protector | 8000 | 1 | 8000 | 1 | 8000 |  |  | (f) Inside Micrometer 50mm |  |  |  |  | 0
| Straight Edge | Straight Edge | 1000 | 3 | 3000 |  | 0 | [5 empty] | Straight Edge | Straight Edge | 1000 | 3 | 3000 |  | 0 |  | Straight Edge | Straight Edge | 1000 | 3 | 3000 | 3 | 3000 |  | Sine Bar complete Set | Sine Bar complete Set | 8000 | 2 | 16000 |  | 0
| Gauge Sets ( Radius, Thread ) | Gauge Sets ( Radius, Thread ) | 3000 | 1 | 3000 |  | 0 | [5 empty] | Gauge Sets ( Radius, Thread ) | Gauge Sets ( Radius, Thread ) | 3000 | 1 | 3000 |  | 0 |  | Gauge Sets ( Radius, Thread ) | Gauge Sets ( Radius, Thread ) | 3000 | 1 | 3000 | 1 | 3000 |  | Vernier Bevel Protector | Vernier Bevel Protector | 8000 | 1 | 8000 |  | 0
[7 empty] | 0 | [11 empty] | 0 | [9 empty] | Straight Edge | Straight Edge | 1000 | 3 | 3000 |  | 0
| Thread Plug Gauges ( set of 5 ) | Thread Plug Gauges ( set of 5 ) | 5000 | 1 | 5000 |  | 0 | [5 empty] | Thread Plug Gauges ( set of 5 ) | Thread Plug Gauges ( set of 5 ) | 5000 | 1 | 5000 |  | 0 |  | Thread Plug Gauges ( set of 5 ) | Thread Plug Gauges ( set of 5 ) | 5000 | 1 | 5000 | 1 | 5000 |  | Gauge Sets ( Radius, Thread ) | Gauge Sets ( Radius, Thread ) | 3000 | 1 | 3000 |  | 0
| Plain Plug Gauges ( Set of 5 ) | Plain Plug Gauges ( Set of 5 ) | 3000 | 1 | 3000 |  | 0 | [5 empty] | Plain Plug Gauges ( Set of 5 ) | Plain Plug Gauges ( Set of 5 ) | 3000 | 1 | 3000 |  | 0 |  | Plain Plug Gauges ( Set of 5 ) | Plain Plug Gauges ( Set of 5 ) | 3000 | 1 | 3000 | 1 | 3000 | [7 empty] | 0
| Taper Plug Gauges ( Set of 5 ) | Taper Plug Gauges ( Set of 5 ) | 6000 | 1 | 6000 |  | 0 | [5 empty] | Taper Plug Gauges ( Set of 5 ) | Taper Plug Gauges ( Set of 5 ) | 6000 | 1 | 6000 |  | 0 |  | Taper Plug Gauges ( Set of 5 ) | Taper Plug Gauges ( Set of 5 ) | 6000 | 1 | 6000 | 1 | 6000 |  | Thread Plug Gauges ( set of 5 ) | Thread Plug Gauges ( set of 5 ) | 5000 | 1 | 5000 |  | 0
[7 empty] | 0 | [11 empty] | 0 | [9 empty] | Plain Plug Gauges ( Set of 5 ) | Plain Plug Gauges ( Set of 5 ) | 3000 | 1 | 3000 |  | 0
| Thread Micrometer | Thread Micrometer | 9500 | 1 | 9500 |  | 0 | [5 empty] | Thread Micrometer | Thread Micrometer | 9500 | 1 | 9500 |  | 0 |  | Thread Micrometer | Thread Micrometer | 9500 | 1 | 9500 | 1 | 9500 |  | Taper Plug Gauges ( Set of 5 ) | Taper Plug Gauges ( Set of 5 ) | 6000 | 1 | 6000 |  | 0
| Autocollimator | Autocollimator | 50000 | 1 | 50000 |  | 0 | [5 empty] | Autocollimator | Autocollimator | 50000 | 1 | 50000 |  | 0 |  | Autocollimator | Autocollimator | 50000 | 1 | 50000 | 1 | 50000 | [7 empty] | 0
[7 empty] | 0 | [11 empty] | 0 | [9 empty] | Thread Micrometer | Thread Micrometer | 9500 | 1 | 9500 |  | 0
[29 empty] | Autocollimator | Autocollimator | 50000 | 1 | 50000 |  | 0
| DISPLACEMENT MEASUREMENT TRAINER MODULE – LVDT | DISPLACEMENT MEASUREMENT TRAINER MODULE – LVDT | 15000 | 1 | 15000 |  | 0 | [5 empty] | DISPLACEMENT MEASUREMENT TRAINER MODULE – LVDT | DISPLACEMENT MEASUREMENT TRAINER MODULE – LVDT | 15000 | 1 | 15000 |  | 0 |  | DISPLACEMENT MEASUREMENT TRAINER MODULE – LVDT | DISPLACEMENT MEASUREMENT TRAINER MODULE – LVDT | 15000 | 1 | 15000 | 1 | 15000 | [7 empty] | 0
| ELECTRICAL COMPARATOR | Operates on the principal of the Change of inductance of a coil by movement of a steel armature,which is moved by a plunger arrangement in contact with the surface to be checked. the plunger consists of Electrical Gauge Head with armature and feeler,Ammeter,Power Supply,with 2 amps x 2 Nos. dimmer & specimen Holder | 25000 | 1 | 25000 |  | 0 | [5 empty] | ELECTRICAL COMPARATOR | Operates on the principal of the Change of inductance of a coil by movement of a steel armature,which is moved by a plunger arrangement in contact with the surface to be checked. the plunger consists of Electrical Gauge Head with armature and feeler,Ammeter,Power Supply,with 2 amps x 2 Nos. dimmer & specimen Holder | 25000 | 1 | 25000 |  | 0 |  | ELECTRICAL COMPARATOR | Operates on the principal of the Change of inductance of a coil by movement of a steel armature,which is moved by a plunger arrangement in contact with the surface to be checked. the plunger consists of Electrical Gauge Head with armature and feeler,Ammeter,Power Supply,with 2 amps x 2 Nos. dimmer & specimen Holder | 25000 | 1 | 25000 | 1 | 25000 |  | DISPLACEMENT MEASUREMENT TRAINER MODULE – LVDT | DISPLACEMENT MEASUREMENT TRAINER MODULE – LVDT | 15000 | 1 | 15000 |  | 0
[7 empty] | 0 | [11 empty] | 0 | [9 empty] | ELECTRICAL COMPARATOR | Operates on the principal of the Change of inductance of a coil by movement of a steel armature,which is moved by a plunger arrangement in contact with the surface to be checked. the plunger consists of Electrical Gauge Head with armature and feeler,Ammeter,Power Supply,with 2 amps x 2 Nos. dimmer & specimen Holder | 25000 | 1 | 25000 |  | 0
| PNEUMATIC COMPARATOR | ccurate C-jet Dial Type Air Gauge Unit Range ±0.001mm. | 50000 | 1 | 50000 |  | 0 | [5 empty] | PNEUMATIC COMPARATOR | ccurate C-jet Dial Type Air Gauge Unit Range ±0.001mm. | 50000 | 1 | 50000 |  | 0 |  | PNEUMATIC COMPARATOR | ccurate C-jet Dial Type Air Gauge Unit Range ±0.001mm. | 50000 | 1 | 50000 | 1 | 50000 | [7 empty] | 0
|  | Oil & Moisture removial filter set Unit, Outlet house, cock valve, pressure indicator., |  |  |  |  | 0 | [6 empty] | Oil & Moisture removial filter set Unit, Outlet house, cock valve, pressure indicator., |  |  |  |  | 0 |  |  | Oil & Moisture removial filter set Unit, Outlet house, cock valve, pressure indicator., | [6 empty] | PNEUMATIC COMPARATOR | ccurate C-jet Dial Type Air Gauge Unit Range ±0.001mm. | 50000 | 1 | 50000 |  | 0
|  | 2jet Air Plug Gauge Dia. 10-20 through bore with setting rings. |  |  |  |  | 0 | [6 empty] | 2jet Air Plug Gauge Dia. 10-20 through bore with setting rings. |  |  |  |  | 0 |  |  | 2jet Air Plug Gauge Dia. 10-20 through bore with setting rings. | [7 empty] | Oil & Moisture removial filter set Unit, Outlet house, cock valve, pressure indicator., |  |  |  |  | 0
| BEVEL PROTECTOR | Range - 360 Deg, LC:5Min, it is capable of measuring from 0 to 360°. the vernier scale has 24 divisions coinciding with 23 main scale divisions. thus the least cout of the instrument is 5. | 8000 | 1 | 8000 |  | 0 | [5 empty] | BEVEL PROTECTOR | Range - 360 Deg, LC:5Min, it is capable of measuring from 0 to 360°. the vernier scale has 24 divisions coinciding with 23 main scale divisions. thus the least cout of the instrument is 5. | 8000 | 1 | 8000 |  | 0 |  | BEVEL PROTECTOR | Range - 360 Deg, LC:5Min, it is capable of measuring from 0 to 360°. the vernier scale has 24 divisions coinciding with 23 main scale divisions. thus the least cout of the instrument is 5. | 8000 | 1 | 8000 | 1 | 8000 |  |  | 2jet Air Plug Gauge Dia. 10-20 through bore with setting rings. |  |  |  |  | 0
| Profile Projector Surface Plate 24” x 24” | Profile Projector Surface Plate 24” x 24” | 5000 | 1 | 5000 |  | 0 | [5 empty] | Profile Projector Surface Plate 24” x 24” | Profile Projector Surface Plate 24” x 24” | 5000 | 1 | 5000 |  | 0 |  | Profile Projector Surface Plate 24” x 24” | Profile Projector Surface Plate 24” x 24” | 5000 | 1 | 5000 | 1 | 5000 |  | BEVEL PROTECTOR | Range - 360 Deg, LC:5Min, it is capable of measuring from 0 to 360°. the vernier scale has 24 divisions coinciding with 23 main scale divisions. thus the least cout of the instrument is 5. | 8000 | 1 | 8000 |  | 0
| FLOATING CARRIAGE MICROMETER | Work piece :16.20mm ¦ Prism :2 nos ¦ Method : Two wire method | 40000 | 1 | 40000 |  | 0 | [5 empty] | FLOATING CARRIAGE MICROMETER | Work piece :16.20mm ¦ Prism :2 nos ¦ Method : Two wire method | 40000 | 1 | 40000 |  | 0 |  | FLOATING CARRIAGE MICROMETER | Work piece :16.20mm ¦ Prism :2 nos ¦ Method : Two wire method | 40000 | 1 | 40000 | 1 | 40000 |  | Profile Projector Surface Plate 24” x 24” | Profile Projector Surface Plate 24” x 24” | 5000 | 1 | 5000 |  | 0
| Magnetic Dial Indicator with Dial Gauge | Magnetic Dial Indicator with Dial Gauge | 4000 | 1 | 4000 |  | 0 | [5 empty] | Magnetic Dial Indicator with Dial Gauge | Magnetic Dial Indicator with Dial Gauge | 4000 | 1 | 4000 |  | 0 |  | Magnetic Dial Indicator with Dial Gauge | Magnetic Dial Indicator with Dial Gauge | 4000 | 1 | 4000 | 1 | 4000 |  | FLOATING CARRIAGE MICROMETER | Work piece :16.20mm ¦ Prism :2 nos ¦ Method : Two wire method | 40000 | 1 | 40000 |  | 0
|  |  | Total |  | 374500 |  | 0 | [7 empty] | Total |  | 374500 |  | 0 |  |  |  | Total |  | 374500 |  |  |  | Magnetic Dial Indicator with Dial Gauge | Magnetic Dial Indicator with Dial Gauge | 4000 | 1 | 4000 |  | 0
|  |  | GRAND TOTAL |  | 24244825 |  | 259350 |  |  |  | 350500 |  |  |  | GRAND TOTAL |  | 24244825 |  | 5224700 |  |  |  | GRAND TOTAL |  | 24244825 |  | 8186321 |  | 0

## Civil
Department of Science and Technology - Patna, Bihar.
Standardization of Equipment in the Laboratories of All Engg. Colleges.
Branch: Civil Engg.
Material Testing & Evaluation cum Concrete Technology. | [5 empty] | BPMEC Madhepura |  | PEC, Purnea |  | RRSDCE Begusarai |  | KEC Katihar |  | SEC, Sasaram, |  | GEC, Kaimur
S.NO | Name of the Equipment | Specifications | Price / Unit (in Rs) | Qnty (Nos.) | Total | Required Qty | Required Amount | Required Qty | Required Amount | Required Qty | Required Amount | Required Qty | Required Amount | Required Qty | Required Amount | Required Qty | Required Amount
1 | Compaction Factor Apparatus | Material of Construction: Special quality low carbon mild steel. Paint quality:-Powder coating 70-80 micron thick for determination of workability determination of concrete mixes of very low workability such as those normally used with concrete, compacted by vibration. Concrete mix having maximum size of aggregate not exceeding 38 mm, can be tested for workability. Compaction Factor Apparatus is complete with hoppers and receiver assembly, Tamping Rod of 16 mm dia x 60 cm long having a Hooper and two trowels. As per IS- 1199, 5515 & BS 1881-103 | 48774 | 1 | 48774 | 0 | 0 | 1 | 48774 | 1 | 48774 | 1 | 48774 | 0 | 0 | 0 | 0
2 | Slump Test Apparatus | Slump Test Apparatus with testing rod and base plate, consisting of Slump Cone, Base plate (200mm and height 300mm) with swivel handle, Tamping rod steel, 16 mm dia x 600 mm length as per ISI 7320 | 7326 | 4 | 29304 | 0 | 0 | 4 | 29304 | 2 | 14652 | 4 | 29304 | 0 | 0 | 0 | 0
3 | Vee bee Consisto meter | Material of Construction:Special quality low carbon mild steel with good paint quality Vibrator Table : Min 380*260. Four rubber shock absorbers with A.C. supply motor 415 volts, 3 phase, One metal pot, One slump cone, One swivel arm with metal cone, One graduated rod, One perspex disc. One tamping rod as per IS 1199 | 111386 | 1 | 111386 | 0 | 0 | 1 | 111386 |  | 0 | 1 | 111386 | 0 | 0 | 0 | 0
4 | Oven | Laboratory Electric Oven, with Digital Indicator Cum Controller with Safety Alarm, range 50° to 250°C +/-1°C with Air Circulating Fan, S.S. Inside Minimum Size 450 x450 x 450mm | 74448 | 2 | 148896 | 0 | 0 | 2 | 148896 |  | 0 | 2 | 148896 | 0 | 0 | 0 | 0
5 | Flow Table | Motorised, Ref IS:- IS:1199-1959.The Flow Table top should be min. 76.2 cm dia, finely machined from a solid brass casting. The stand is a of cast iron and is of sturdy construction, Holes for mounting on foundations are drilled in the base plate. Ground and hardened steel cam is designed to drop the table by 12.5 mm with an electric geared motor (One separate Motor Unit complete with a reduction gear) with Min. 100 RPM, The equipment is supplied along with flow mould (The min. base internal diameter is 25 cm, top internal diameter is 17 cm and the height is 12 cm) and tamping rod (made of steel, 16mm in diameter, 60 cm long and rounded at the one end). Suitable for operation with 220 volts, 50 Hz, single phase, AC Supply. | 291731 | 1 | 291731 | 0 | 0 | 1 | 291731 | 1 | 291731 | 1 | 291731 | 0 | 0 | 0 | 0
6 | Cement Mortar Moulds | Cement Mortar Mould, Steel, for 70.6mm cube with ISI certification mark, IS:10086, machined with a permissible variation of 0.15mm and finished within tolerances of +0.15mm - 0.10mm | 2160.4 | 36 | 77774.4 | 0 | 0 | 12 | 25925 | 10 | 21604 | 10 | 21604 | 0 | 0 | 0 | 0
7 | Cylindrical Moulds | Cast Iron, Split Lengthwise 150mm dia x 300mm high with baseplate and top plate | 11528 | 12 | 138336 | 0 | 0 | 5 | 57640 | 5 | 57640 | 5 | 57640 | 0 | 0 | 0 | 0
8 | Cube Moulds | Cast Iron, for 150mm Cube with ISI Certification IS:10086 Angle between adjacent interior faces and between interior faces and top and bottom plates of mould-90+/-0.5Deg length of base plate -Min. 280mm Width of base plate -Min. 215mm Machined flat to +/- 0.02 mm of accuracy and finished to within +/- 0.2 mm of specified dimensions. Approx wt minium to14kg | 6160 | 36 | 221760 | 0 | 0 | 10 | 61600 | 10 | 61600 | 10 | 61600 | 0 | 0 | 0 | 0
9 | Le Chatelier | Le-Chatelier Flask,determination of specific gravity of hydraulic cement as specified in IS:4031-1968. | 3630 | 12 | 43560 | 0 | 0 | 6 | 21780 |  | 0 | 6 | 21780 | 0 | 0 | 0 | 0
10 | Le-Chatelier Apparatus | Le-Chatelier Mould with IS 269, 712 6392 Part-IX. This unit comprises of a metal sleeve with a hook and set of screw to fit over one of the mould pointers and a clamp to fit on to the other pointer of the mould. | 1144 | 6 | 6864 | 0 | 0 | 3 | 3432 | 2 | 2288 | 3 | 3432 | 0 | 0 | 0 | 0
11 | Le-Chatelier Water Bath | Le-Chatelier Water Bath with Controller Min. size 12"x9"x12".made of stainless steel, complete with removable rack to hold min. 6 moulds. | 45540 | 3 | 136620 | 0 | 0 | 1 | 45540 | 1 | 45540 | 1 | 45540 | 0 | 0 | 0 | 0
12 | Vibration Table | #ERROR! | 136928 | 1 | 136928 | 0 | 0 |  |  |  | 0 | 1 | 136928 | 0 | 0 | 0 | 0
13 | Curing Tank | Curing Tank for 36/72 cubes of 150mm/70.6mm size. Heavy duty floor wheel for easy immovability. Temperature range : Min 26 Deg C to 30 Deg C, Inner and outer body made of SS sheet. Thickness of wall : Min. 2”, Top opening door, Light fitting for inside tank illumination, All pipeline of PVC material & all water line valve will be of heavy duty brass /SS materials. | 692450 | 1 | 692450 | 0 | 0 | 1 | 692450 |  | 0 | 0 | 0 | 0 | 0 | 0 | 0
14 | Standard Vicat’s Apparatus | Vicat Apparatus with ISI Certification Mark, IS:5513. | 8118 | 6 | 48708 | 0 | 0 | 3 | 24354 |  | 0 | 6 | 48708 | 0 | 0 | 0 | 0
15 | Flexure Strength Testing Machine | Flexure Testing Machine Electrically Operated, Material of Construction: Weight of the Load Frame: Min. 130kg Hydraulic System: With Min. 15 liters, hydraulic oil feed and fuel pump separately, 0.5 hp, 1 Ph, 220V AC motor driven two-speed hydraulic pump.Standard confirm to:- Conforms to IS 516 and IS : 14858, Machines conforming to ASTM C39. | 259490 | 1 | 259490 | 0 | 0 | 1 | 259490 | 1 | 259490 | 1 | 259490 | 0 | 0 | 0 | 0
16 | Universal Automatic Compacter | Universal Automatic Compactor with Mild Steel compaction mould as per IS Ref Standard IS:2720 (Part 7 & 8) Motor driven mechanical compactor,useful for soil compaction in 100 mm or 150 mm dia moulds. Rammer - Circular faced 50mm dia adjustable to 2.6kg or 4.9kg weight. Drop - Adjustable to 310mm or 450mm. The equipment is suitable for operation on 220 V, 50 Hz, Single Phase, AC supply. | 277486 | 1 | 277486 | 0 | 0 | 1 | 277486 | 1 | 277486 | 0 | 0 | 0 | 0 | 0 | 0
17 | Cement Tensile Testing Machine | Testing Machine: Ref. standard - EN-196-1 Loading speed of the double lever system: 50 +/- 10 N/Sec, Flexure jaw diameter of the loading roller: 10mm Supporting roller diameter: min. 10mm Baffle plate span: 46mm | 396184.8 | 1 | 396184.8 | 0 | 0 | 0 | 0 | 0 | 0 | 0 | 0 | 0 | 0 | 0 | 0
18 | Needle Vibrator | Immersion Type Needle Vibrator, Electrically Operated, Motor-Single Phase 2HP, Needle Dia-40mm Length (including Needle) 4-5 Mtrs. | 54098 | 1 | 54098 | 0 | 0 | 0 | 0 | 0 | 0 | 1 | 54098 | 0 | 0 | 0 | 0
19 | Digital Weighing Balance | Electronic Balance, Capacity Min: 20kg ± 2g | 38434 | 2 | 76868 | 0 | 0 | 1 | 38434 | 0 | 0 | 1 | 38434 | 0 | 0 | 0 | 0
20 | Digital Platform Balance | Electronic Balance, Capacity Min: 100kg ± 10g | 50644 | 2 | 101288 | 0 | 0 | 1 | 50644 | 0 | 0 | 1 | 50644 | 0 | 0 | 0 | 0
21 | Beam deflection Apparatus | A mild steel beam 2.5 cm x 3 mm in cross section and 100 cm long is pinned to two supports 70 cm apart situated symmetrically. One of the ends can be fixed or given a known slope by applying a known moment at the end with the help of suspended loads. At the other end also a known moment can be applied at various points along the span of the beam. | 120780 | 1 | 120780 | 0 | 0 | 1 | 120780 | 0 | 0 | 1 | 120780 | 0 | 0 | 0 | 0
22 | Ultra sonic Pulse Velocity Instrument | Should be of high performance, microprocessor based instrument that measures velocity , transit time & other parameters. The Ultrasonic Pulse Velocity instrument should supplied complete with; Two 54 KHz transducers (Transmitter and Receiver) with 3 m cable, Calibration rod Coupling agent (250 mm). Standards and Norms: EN12504-4 and IS13311. | 1012000 | 1 | 1012000 | 0 | 0 | 0 | 0 | 0 | 0 | 0 | 0 | 0 | 0 | 0 | 0
23 | Rebound Hammer | Accuracy Better than ±2 Rebound Number Testing Range:- 10 to 13 N/mm2, Dimensions- Hammer: Min. 280mm length x 55mm diameter, Impact energy = 2.207Nm | 272602 | 1 | 272602 | 0 | 0 | 0 | 0 | 0 | 0 | 1 | 272602 | 1 | 272602 | 0 | 0
24 | Digital Compression Testing Machine | Digital Compression Testing Machine: Capacity Min: 2000kN with touch screen display with TFT with Min. 800 X 480 Pixel. Real time display of time Vs Load in Kn/Mpa. Least count:- Min. 0.1KN, Maximum Clearance Between Platens:-370mm; Maximum Distance Between Side Plates:-340mm; Platen Size:-Min. 222.0 Dia, Piston Dia:-Min. 222.2mm Piston Stroke:-50mm; Hydraulic System: With 15 liters. Control System:- Microprocessor based, pace rate control option must be incorporated through lever. Auto shut down facility. Should consist of parfex glass fixed safety door on the front and back. Calibration & validation:- machine must be with NCCBM/NABL calibration certificated with traceability certificate. Digital Indicator has provision to configure more than one Mode. Mode1-Compression/Mode2-Flexure/Mode3- Prism Testing/Mode4-Tensile Splitting strength. Communication with software support. Machine should supplied with followings:- 1)Loading Unit consisting of Loading Frame with Jack, Dust Cover &Upper Platen. 2) Pumping Unit 3)E.D.I- Touch Screen 4)Spacer with Locating Pin:-4 Nos 5) Step Pin with Ring:- 1 No 6) Flexible Hose Pipe:- 1 No 7) Hydraulic Oil:- 15 Ltrs 8) Lifting Handle for Ram:- 1 No 9) Spanner 24 x 27:- 2Nos .10) Allen Key 3mm:- 1 No 11)Main cable for EDI:- 1No 12) Control motor cable:- 1 No .13)Eye Hook:- 1 No .14) Dust Cover:- 1 No 15) Calibration Certificate- 1 No 16)Operating Manual:- 1 No | 649110 | 1 | 649110 | 0 | 0 | 1 | 649110 | 1 | 649110 | 0 | 0 | 0 | 0 | 0 | 0
25 | UTM | UTM 10Ton) Measuring Capacity (KN) 100 , 1’st Range (KN) 0 – 100, Least Count (KN) 0.2 2’nd Range (KN) 0 – 50, Least Count (KN) 0.1, 3’rd Range (KN) 0 – 25, Least Count (KN) 0.05, 4’th Range (KN) 0 – 10, Least Count (KN) 0.02, Measuring Capacity (KN) 100 Max. Tensile Clearance at fully descended piston position (mm) 50 - 700 Max. Clearance for Compression Test (mm) 0 – 700 Distance between columns (mm) 450, Piston Stroke (mm) 150 Max. straining speed at no load (mm/min) 300 Power Supply Total H.P. 1.5 Overall dimensions :approx. (mm) 1950 x 800 x 1850 (Appx) with Standard accessories. | 2500000 | 1 | 2500000 | 0 | 0 | 1 | 2500000 | 1 | 2500000 | 0 | 0 | 1 | 2500000
26 | Sieves | Test Sieve, 18” dia G.I. Frame, size 100, 80, 63, 50, 40, 31.5, 25, 20, 12.5, 10 & 4.75, 2, 1mm & 600 , 425, 300, 212, 150, 75 micron with lid & pan | 25000 | 2 | 50000 | 0 | 0 | 1 | 50000 | 0 | 0 | 2 | 50000 | 0 | 0 | 0 | 0
27 | Split Tensile strength | Split tensile strength attachment for Compression Testing Machine for 2000kN CTM | 50000 | 1 | 50000 | 0 | 0 | 1 | 50000 | 0 | 0 | 1 | 50000 | 0 | 0 | 0 | 0
28 | Torsion Testing Machine | Max. Torque Capacity (Nm):-100 Torque Resolution (Nm):- 0.01 Angle of Twist ( Degree) :- 0.1 Test Speed & Direction:- 1.5 RPM Reverse Clearance between grips (mm):-0- 400 Motor (hp):- 0.5 Power supply:- Three Phase, 415V, 50Hz. AC | 200000 | 1 | 200000 | 0 | 0 | 1 | 200000 | 0 | 0 | 0 | 0 | 0 | 0 | 0 | 0
29 | Hardness tests (Brinnel’s and Rockwell) | 4 quick load change options 60, 100,(HRA, HRB, HRC) and 187.5 kgf • Direct reading of Rockwell scales HR - A,B,C. • Samples size upto 230 mm high & 155mm Throat Rockwell - 10 kgf Pre Load / 60, 100, 150 kgf Brinell - 10 kgf Pre Load / 187.5 kgf Display - Analogue. Conforms to IS 1586 - 2000 Specimen accommodations: Vertical space - 230mm Horizontal space (from central line) - 155mm | 300000 | 1 | 300000 | 0 | 0 | 1 | 300000 | 0 | 0 | 0 | 0 | 0 | 0 | 0 | 0
30 | Spring Material Test | SPECIFICATIONS -1000N (Digital display) Operation Hand operated Capacity 1000N Maximum Load measurement By Load cell Displacement By Rotary Encoder Resolution 10000 counts for Maximum load 0.1N – 1000N load cell, Load & displacement display Resolution of displacement 0.01 mm Vertical day light 300 mm Load accuracy +/-1% from 4% to 100% Load cell capacity Overall dimension in mm approx (L x W x H) 500x 400 x 1100 mm approx | 50000 | 1 | 50000 | 0 | 0 | 0 | 0 | 0 | 0 | 0 | 0 | 0 | 0 | 0 | 0
31 | Concrete Mixture | Pan type ,min. 40L capacity, Material of Construction: low carbon mild steel, Hardness of platen: 50RHC, efficient mixing in dry and wet conditions. Suitable for aggregate size upto 20mm. The drum is driven off the ribbed base. The lid with mixing paddles clears off the top of the drum to provide maximum access to operator. Overall Dimension: 910mm x 875mm x1250mm, Motor: 2HP, 960rpm, Adjustable blades, Suitable for operation on 440V, 50 Hz, 3 phase, AC Supply | 300000 | 1 | 300000 | 0 | 0 | 1 | 300000 | 0 | 0 | 0 | 0 | 0 | 0 | 0 | 0
32 | Cement autoclave | As per IS:4031 (Part - 3) Suitable for conducting accelerated soundness tests on Cement or the Autoclave expansion test. Stainless Steel Pressure Vessel with insulated outer shell. Pressure controled throuighmicro processor based PID controller. Equipped with spring loaded safety valve pressure gauge, PID controller with RTD for control of Heater unit. • Three fold safety mechanism • Reliable silicon rubber lid sealing gasket Working Pressure : 21 ± 1kg / cm at 215° C Pressure Vessel : ID 150mm X Depth 500 mm Weight : 70 Kg Heater : 2000 Watts Supply : 220V, 50Hz, 1 phase Machine supplied with :- Rubber Gasket, Viton 1 No. Pressure Gauge, 0-42kg/cm Temperature Controller with Sensor Shrinkage Bar Mould, four compartments with smooth reference point, Length Comparator Digital | 50000 | 1 | 50000 | 0 | 0 | 1 | 50000 | 0 | 0 | 1 | 50000 | 0 | 0 | 0 | 0
33 | Water Bath | Serological water bath, double walled, Digital controller cum indicator, stirring arrangement, Temperature range: +5'c to 95'c +/- 0.2'c, Size: 450 x 300 x 175 mm, 6 racks | 100000 | 1 | 100000 | 0 | 0 | 1 | 100000 | 0 | 0 | 0 | 0 | 0 | 0 | 0 | 0
34 | Trowel | made of iron, standard size | 5000 | 6 | 30000 | 0 | 0 | 3 | 15000 | 0 | 0 | 6 | 30000 | 0 | 0 | 0 | 0
35 | spatulla | 100mm, 150mm, 200mm blade of iron | 1000 | 2 | 2000 | 0 | 0 | 2 | 2000 | 0 | 0 | 2 | 2000 | 0 | 0 | 0 | 0
36 | guinia | made of iron, 200mmx 100mm metallic | 5000 | 2 | 10000 | 0 | 0 | 2 | 10000 | 0 | 0 | 2 | 10000 | 0 | 0 | 0 | 0
37 | spirit level | digital, made of brass | 1000 | 2 | 2000 | 0 | 0 | 2 | 2000 | 0 | 0 | 2 | 2000 | 0 | 0 | 0 | 0
38 | tensile (Briquette) Testing Machine | Motorized Unit, tensile (Briquette) Testing Machine that is used for testing various materials like rubber, plastic and cable the offered testing machine is manufactured using optimum quality components and sophisticated technology in line with industry standards. Available with steel yard having double scale, this testing machine is checked on varied quality measures so as to maintain its quality. | 200000 | 1 | 200000 | 0 | 0 | 0 | 0 | 1 | 200000 | 1 | 200000 | 0 | 0 | 0 | 0
39 | Vibrator machine with needle | Needle size 25mm & 50mm diameter, engine operated | 100000 | 1 | 100000 | 0 | 0 | 1 | 100000 | 1 | 100000 | 1 | 100000 | 0 | 0 | 0 | 0
40 | Plate vibrator | Size: 600mmx600mm with engine | 50000 | 1 | 50000 | 0 | 0 | 1 | 50000 | 1 | 50000 | 1 | 50000 | 0 | 0 | 0 | 0
41 | Flow Tile testing machine (Flexure and abrasion) with all accessroies | Size: 280×150×100mm: Voltage 220 V: Displacement measurement error ≤0.01mm, Temperature record value error: ±1% | 300000 | 1 | 300000 | 0 | 0 | 1 | 300000 | 1 | 300000 | 0 | 0 | 0 | 0 | 0 | 0
42 | Strain guage indicator | 0.3mm-60mm, Copper Nickel alloy made | 20000 | 1 | 20000 | 0 | 0 | 1 | 20000 | 1 | 20000 | 1 | 20000 | 0 | 0 | 0 | 0
43 | Weight | 2kg, 1kg, 100g, 200g, 50g, 500g | 10000 | 1 | 10000 | 0 | 0 | 0 | 0 | 0 | 0 | 1 | 10000 | 0 | 0 | 0 | 0
44 | Weight Hanger | Provided with hook, made of steel | 10000 | 2 | 20000 | 0 | 0 | 0 | 0 | 0 | 0 | 2 | 20000 | 0 | 0 | 0 | 0
45 | steel scale | 300mm size | 100 | 2 | 200 | 0 | 0 | 1 | 169 |  | 0 | 2 | 200 | 0 | 0 | 0 | 0
46 | Micrometer | 0.25mmX0.1mm | 10000 | 1 | 10000 | 0 | 0 | 0 | 0 | 0 | 0 | 1 | 10000 | 0 | 0 | 0 | 0
Total |  |  | 8859252.2 | 167 | 9707198.2 | 0 | 0 | 78 | 7007925 | 41 | 4899915 | 83 | 2427571 | 2 | 2772602 | 0 | 0
Transportation Engineering and Highway Engineering Lab.
1 | Crushing Value Apparatus | Cylindrical cell 150 mm diameter with fitting plunger and base plate. Metal tamping rod of circular cross section 16mm in diameter and 45 to 60 cm long, rounded at one end. Conforming to specifications IS 2386 (Part4) & IS 9376. Used for measuring resistance of an aggregate to crushing | 500000 | 1 | 500000 |  | 0 | 1 | 500000 |  | 0 | 0 | 0 | 0 | 0 | 0 | 0
2 | Aggregate Impact Tester | Accordance with IS:2386 (Part 4), IS:9377. Used for determining the aggregate impact value. Heavy circular base with two vertical guides fitted with a cross bar at the top. A hammer of 13.75 kg mass which can be raised and allowed to fall freely through 380±5 mm Hammer is provided with locking arrangement. Tamping rod 10 mm diameter x 230 mm long. Cylindrical Cup Automatic Blow Counter | 100000 | 1 | 100000 |  | 0 | 1 | 100000 |  | 0 | 0 | 0 | 0 | 0 | 0 | 0
3 | Ring and Ball Apparatus | Used for determining the temperature at which a bituminous material loaded by a 9.5 mm dia steel balls drops under specified heated conditions. Magnetic stirrer with heating facility. Digital temperature display. Tapered Rings - 2 Nos. Ball Centering Guide 2 Nos. Steel Balls of 9.5 mm dia 2 Nos. Ring holder- 1 No. Electric Heater (Hot Plate) 1 No. Thermometer IP 60C Suitable for operation on 220 V, 50 Hz, single phase, AC supply. IS: 1205, IP:58 | 50000 | 1 | 50000 |  | 0 |  |  |  | 0 | 0 | 0 | 0 | 0 | 0 | 0
4 | Ductility Testing Machine with Digital Temp Indicator | Used for determining the ductility of bitumen. Two rates of travel i.e. 5 cm/min and 1cm/min. Suitable for operation on 220 V, 50 Hz, Single Phase, AC supply. Ductility Mould, with Base Plate …3 Nos. As per 1208 -1978. Made of SS. | 300000 | 1 | 300000 |  | 0 | 1 | 300000 |  | 0 | 0 | 0 | 0 | 0 | 0 | 0
5 | Brookfield Viscometer | Viscometer as per ASTM d4401 & BIS 73 with heater casing,Thermal cover,cup, guard,connector cable,with PT-100 sensor inbuilt. Rotational speed-0-1000RPM Shear Rate-1/s,s-1(4-1)200 Torque range-0-10mNm Shear Stress-Pa 8-1,500 Viscosity Pas-0.006-350 Heater having temp range-0-300 Deg C Operating Voltage-230V,50HZ Measuring system-DIN53019 C25 Serial interface-RS 232/USB Power consumption-4W | 300000 | 1 | 300000 |  | 0 |  |  |  | 0 | 0 | 0 | 0 | 0 | 0 | 0
6 | Thickness Gauge | Conforms to IS:2386 (Part I). Metal plate made of steel having slots | 5000 | 6 | 30000 |  | 0 | 3 | 15000 |  | 0 | 0 | 0 | 0 | 0 | 0 | 0
7 | Length Gauge | Conforms to IS:2386 (Part I). Metal plate made of steel having slots. Mounted on a hardwood base | 10000 | 6 | 60000 |  | 0 | 3 | 30000 |  | 0 | 0 | 0 | 0 | 0 | 0 | 0
8 | Universal Penetrometer | Used for the estimation of the consistency of lubricating grease and petroleum. Conforming to IS:1448 (Part 60). Should have a base with levelling screws on which a vertical pillar is mounted. Slipping clutch mechanism enable accurate measurement of penetration. Automatic timer. Operates on 220V, 50 Hz. Single phase AC supply. Penetration Needle Transfer Dish made of copper. Aluminium Sample Containers-Set of two. | 50000 | 2 | 100000 |  | 0 | 1 | 50000 |  | 0 | 0 | 0 | 0 | 0 | 0 | 0
9 | Balance | Electronic Balance, Capacity 30kg x 5g Power Source: Battery, Electric, Display Type: Digital, LCD Display, | 10000 | 2 | 20000 |  | 0 | 2 | 20000 |  | 0 | 0 | 0 | 0 | 0 | 0 | 0
10 | Flash and fire apparatus | As per IS:1209, IS:1448. Used for determining flash point of petroleum products (above 49°C flash point range). Brass coil cup fitted with a heat resistance handle. Flexible shaft is provided in the hand operated stirrer. The cup assembly is positioned in a cast iron air bath, fitted with a chrome plated brass top. Thermometer IP 15C Thermometer IP 16C . Suitable for operation on 220 V, 50 Hz, Single phase AC supply. | 50000 | 2 | 100000 |  | 0 | 1 | 50000 |  | 0 | 0 | 0 | 0 | 0 | 0 | 0
11 | Abrasion Test by Los Angel’s Machine | IS:10070, IS:2386 – IV Used for determining the resistance to wear off small size coarse aggregates and crushed rock. Machine consisting of hollow steel cylinder having an inside diameter of 700 mm and an inside length of 500 mm mounted on a sturdy frame on ball bearing capable of rotating about its axis in a horizontal position. A detachable shelf. Revolving speed of the drum - 30-33 rpm A revolution counter shall be provided to indicate the number of revolutions. Tray for collection of materials Abrasive Charge - The abrasive charge shall consist of 12 cast iron spheres 48 +/- 2 mm in diameter and each weighing between 390 and 455 g | 100000 | 1 | 100000 |  | 0 | 1 | 100000 |  | 0 | 0 | 0 | 0 | 0 | 0 | 0
12 | Viscosity of Bitumen | As per IS 1206 part-II Used for determining the Saybolt Viscosity of pertoleum products within 70-210 degree F temperature range and Saybolt Furol Viscosity of bituminous materials within 250-450 degree F temperature range comprises one each of Cylindrical Oil Cup, Universal Tip, Furol Tip, a stirrer, a receiving flask, a filter funnel, a withdrawal tube, a thermometer support Suitable for operation on 220 V, 50 Hz, Single Phase. | 400000 | 1 | 400000 |  | 0 |  |  |  | 0 | 0 | 0 | 0 | 0 | 0 | 0
13 | GI Sieve (450 mm dia) | Test Sieve, 450mm diamtere G.I. Frame, size 80, 63, 50, 40, 31.5, 25, 20, 12.5, 10 & 4.75mm with lid & pan | 10000 | 2 | 20000 |  | 0 | 2 | 20000 |  | 0 | 0 | 0 | 0 | 0 | 0 | 0
14 | Brass Sieve (200 mm dia) | Test Sieves 200mm diameter G.I. Frame - 100mm, 75mm, 19mm, 4.75 mm, 2 mm, 0.425 mm, 75 micron with lid and pan conforming to IS:460 part I | 15000 | 1 | 15000 |  | 0 | 1 | 15000 |  | 0 | 0 | 0 | 0 | 0 | 0 | 0
15 | Benkelmen Beam | Benkelman Beam with Analog Dial Gauge in Wooden Carrying Case (as per IRC:81). simplifying field set up. Benkelman Beam utilises the technique of using balanced beam in conjunction with a suitable vehicle to measuring road flexure. Measuring the deflection of flexible pavements under moving wheel loads. Consists of a Reference Beam, Body, two part Probe Beam and Rear Zero adjust | 100000 | 1 | 100000 |  | 0 |  |  |  | 0 | 0 | 0 | 0 | 0 | 0 | 0
16 | Float Test Apparatus | Used to determine the floating time of bituminous materials. Consists of an aluminum oat and a brass collar filled with bitumen to be tested. The specimen in the mould is cooled to a temperature of 5°C and screwed in to oat. The total test assembly is floated in the water bath at 50°C and the time required for water to pass its way through the specimen plug is noted in seconds and is expressed as the oat value. ASTM D139, AASHTO T50 | 200000 | 1 | 200000 |  | 0 |  |  |  | 0 | 0 | 0 | 0 | 0 | 0 | 0
17 | Video Camera | Video camera for recording traffic data used for various traffic studies. | 100000 | 1 | 100000 |  | 0 | 1 | 100000 |  | 0 | 0 | 0 | 0 | 0 | 0 | 0
18 | Skid Resistance Tester | Used to measure antiskid performance of high grade roads. Thermometer range –10 to +110 °C for surface temperature measurement. Stool, wash bottle, bristle and tool set for machine use. Carrying case. The base has three adjustable feet so that the swing of the pendulum during the test moves through a truly circular path while operated directly on a road surface. Additional incorporated scale for tests on Polished Stone Value specimens. Rule, made of plexiglass, for sliding length verification | 200000 | 1 | 200000 |  | 0 |  |  |  | 0 | 0 | 0 | 0 | 0 | 0 | 0
19 | Specific Gravity and Water absorption | Density Basket, A wire basket of not more than 6-3 mm mesh or a perforated container of convenient size 20 cm dia x 20 cm high with wire hangers not thicker than one millimetre for suspending it from the balance. Balance -A balance or scale of capacity not less than 3 kg Suitable for operation on 220 V, 50 Hz, Single phase, AC supply. A container for filling water and suspending the basket. A shallow tray and two absorbent clothes, each not less than 75x45cm. 1. A thermostatically controlled oven to maintain temperature at 100-110° C. | 50000 | 2 | 100000 |  | 0 | 1 | 50000 |  | 0 | 0 | 0 | 0 | 0 | 0 | 0
20 | Centrifuge Extractor | Speed control up to 3600 r.p.m. at 50 or 60 Hz by AC drive. Stable and silent throughout the test Accurate determination of bitumen percentage. Each unit is supplied complete with a set of 25 Filter Paper Discs. Suitable for operation on 220 V, 50 Hz, Single Phase, AC supply. The centrifuge is a cast aluminium rotor bowl, mounted on a vertical shaft and enclosed inside a leak tight housing. Conforms to ASTM D 2172, AASHTO T-58 | 100000 | 1 | 100000 |  | 0 |  |  |  | 0 | 0 | 0 | 0 | 0 | 0 | 0
21 | Ultra sonic Pulse Velocity Instrument | Should be of high performance, microprocessor based instrument that measures velocity , transit time & other parameters. The Ultrasonic Pulse Velocity instrument should supplied complete with; Two 54 KHz transducers (Transmitter and Receiver) with 3 m cable, Calibration rod Coupling agent (250 mm). Standards and Norms: EN12504-4 and IS13311. | 1012000 | 1 | 1012000 |  | 0 |  |  |  | 0 | 0 | 0 | 0 | 0 | 0 | 0
22 | Rebound Hammer | Accuracy Better than ±2 Rebound Number Testing Range:- 10 to 13 N/mm2, Dimensions- Hammer: Min. 280mm length x 55mm diameter, Impact energy = 2.207Nm | 272602 | 1 | 272602 |  | 0 |  |  |  | 0 | 0 | 0 | 0 | 0 | 0 | 0
23 | Digital Compression Testing Machine | Digital Compression Testing Machine: Capacity Min: 2000kN with touch screen display with TFT with Min. 800 X 480 Pixel. Real time display of time Vs Load in Kn/Mpa. Least count:- Min. 0.1KN, Maximum Clearance Between Platens:-370mm; Maximum Distance Between Side Plates:-340mm; Platen Size:-Min. 222.0 Dia, Piston Dia:-Min. 222.2mm Piston Stroke:-50mm; Hydraulic System: With 15 liters. Control System:- Microprocessor based, pace rate control option must be incorporated through lever. Auto shut down facility. Should consist of parfex glass fixed safety door on the front and back. Calibration & validation:- machine must be with NCCBM/NABL calibration certificated with traceability certificate. Digital Indicator has provision to configure more than one Mode. Mode1-Compression/Mode2-Flexure/Mode3- Prism Testing/Mode4-Tensile Splitting strength. Communication with software support. Machine should supplied with followings:- 1)Loading Unit consisting of Loading Frame with Jack, Dust Cover &Upper Platen. 2) Pumping Unit 3)E.D.I- Touch Screen 4)Spacer with Locating Pin:-4 Nos 5) Step Pin with Ring:- 1 No 6) Flexible Hose Pipe:- 1 No 7) Hydraulic Oil:- 15 Ltrs 8) Lifting Handle for Ram:- 1 No 9) Spanner 24 x 27:- 2Nos .10) Allen Key 3mm:- 1 No 11)Main cable for EDI:- 1No 12) Control motor cable:- 1 No .13)Eye Hook:- 1 No .14) Dust Cover:- 1 No 15) Calibration Certificate- 1 No 16)Operating Manual:- 1 No | 649110 | 1 | 649110 |  | 0 |  |  |  | 0 | 0 | 0 | 0 | 0 | 0 | 0
24 | LFWD test | Impact Load Range: up to 130KN, preset value is 50KN Dynamic Force Range: 0~200KN (Extendable) Load Testing Accuracy: ≦1% Displacement measuring Range: ±3500μm Deflection Accuracy: ≦2% Testing Speed per Point: <20s/point (3 drops) Bearing plate size: Dia. 300mm With special GPS function, can supply data checking & analysis with future testing result at some point Hammer weight: 450kg Testing speed per point: <30s Deflection type: magnetoelectic speed sensor Deflection range: 2500μm Deflection resolution: 1μm Deflection accuracy: 2% Temp. Sensor: 3pcs Temp. Measuring range: -200C ~ 1000C Temp. Resolution: 0.10C Temp. Accuracy: 0.5% DMI sensor type: pulse coder DMI sensor: 1pc | 500000 | 1 | 500000 |  | 0 |  |  |  | 0 | 0 | 0 | 0 | 0 | 0 | 0
25 | Multispeed tester, Marshal Hammer, Moulds, Testing Jig | Standards - ASTMD1559 BS:598-197, EN-12697-34 Measurement of the resistance to plastic flow of cylindrical specimens of bituminous paving mixture loaded on the lateral surface. The machine can provide measurement data for use with hot mixture containing asphalt or tar and aggregate up to 25.4mm maximum size. Suitable for operation on 220V, 50 Hz, single phase, AC supply. Single Speed, Bench top load frame. Max. loading capacity, 50 KN Specifications :- Maximum Vertical Clearance = 470mm (Platen Down, Cross-head up) Minimum Vertical Clearance = 250mm (Platen up, Cross-head down) Horizontal Clearance = 265mm Platen Diameter = 133mm Platen Travel = 25mm Platen Speed = 50.8mm/min Rated Power = 375W Breaking Head Stability Mould 1 No. Compaction Mould Steel, cylindrical 3 Nos. Base Plate 3 Nos. Extension Collar 3 Nos. Compaction Pedestal, 1 No. A Mould Clamp is fitted to the top of the plate Compaction Hammer 2 Nos. for use with Compaction Pedestal and Mould, weight 4.5 kg with a free fall of 457 mm Load Transfer Bar 1 No. Sample Eject for 4” dia Sample 1 No. Electronic Conversion Kit for Marshall apparatus Digital Indicator two channel Load Cell 50 kN Displacement Transducer LVDT 20 mm Dial Gauge 25mm travel,0.01mm least count 1 No. Proving Ring capacity 25 kN. 1 No. | 500000 | 1 | 500000 |  | 0 |  |  |  | 0 | 0 | 0 | 0 | 0 | 0 | 0
26 | MX Road Software | Bentley MXROAD is an advanced, string-based modeling tool that enables the rapid and accurate design of all road types. With MXROAD you can quickly create design alternatives to achieve the “ideal” road system. Upon selection of the final design alternative, MXROAD automates much of the design detailing process, saving the user time and money. | 300000 | 1 | 300000 |  | 0 |  |  |  | 0 | 0 | 0 | 0 | 0 | 0 | 0
Total |  |  | 5883712 | 41 | 6128712 | 0 | 0 | 19 | 1350000 | 0 | 0 | 0 | 0 | 0 | 0 | 0 | 0
Geotechnical Engineering
1 | Core Cutter | As per IS:2720 (Part 29), Min. 100 mm dia x 130 mm long, Steel Dolly 25 mm high and 100 mm dia,Rammer with Steel Rod. | 10000 | 3 | 30000 | 2 | 20000 | 2 | 20000 | 0 | 0 | 2 | 20000
2 | Pycnometer | As perIS:2386 (Part 3) Consists of a 1 kg Glass Jar with Brass Cone | 1000 | 6 | 6000 | 6 | 6000 | 6 | 6000 |  | 0 | 6 | 6000
3 | Sand Pouring Cylinder Apparatus | Min. 100mm dia as per IS:2720 (Part 28), Min capacity of 3 litre. Cylindrical Container 100 mm dia, 150 mm height. Metal Tray of size min. 30 x 30 x 4 cm | 5000 | 2 | 10000 | 2 | 10000 | 2 | 10000 |  | 0 | 2 | 10000
4 | Liquid Limit Device | Casagrande grooving tools and gauge block with AC Supply Compliance with IS:2720 (Part 5), IS:9259 Consists of a hard rubber base Casagrande Grooving Tool Gauge Block | 20000 | 6 | 120000 | 2 | 40000 | 2 | 40000 |  | 0 | 2 | 40000
5 | Plastic Limit Set | Glass plate, Flexible Spatula, Brass/SS rod, Moisture Dish & Porcelain Dish. | 20000 | 6 | 120000 | 2 | 40000 | 2 | 40000 |  | 0 | 2 | 40000
6 | Shrinkage Limit Set | As per IS : 2720 (Part 6), Porcelain Evaporating Dish, Shrinkage Bath, Glass Cup, Min. Three Metal Prongs, Perspex Plain Plate Spatula, Glass Cylinder, 25 ml x 0.5 ml, Mercury. | 20000 | 6 | 120000 | 2 | 40000 | 2 | 40000 |  | 0 | 2 | 40000
7 | Laboratory Permeability Apparatus (Constant head and falling head) | Stand with min 3 glass tubes of 6 mm, 10 mm and 20 mm dia approx. Mould of 100 mm dia x 127.3 mm height, and 1000 ml volume. Drainage Cap with recess for a Porous Stone. Rubber Connection Tube of min. 3m long, with Pinch Cock, overhead Tank. | 40000 | 1 | 40000 | 1 | 40000 | 1 | 40000 |  | 0 | 1 | 40000
8 | Hydrometer Apparatus | Hydrometer, Range: 0-20, 20-40, 40-60, 60-80, & 80-100 | 5000 | 1 | 5000 | 1 | 5000 | 1 | 5000 |  | 0 | 1 | 5000
9 | I.S. Sieves 20 cm diameter brass Aperture size 4.75 mm, 2.36mm, 1.18mm, 600micron, 300 micron,150 micron and 75 micron as per IS 460 | Sieves 20 cm diameter brass Aperture size 4.75 mm, 2.36 mm, 1.18mm, 600micron, 300 micron,150 micron and 75 micron as per IS 460 | 5000 | 1 | 5000 | 1 | 5000 | 1 | 5000 |  | 0 | 1 | 5000
10 | C.B.R. Apparatus | As per the IS Code 9669, Digital Load Frame with LCD 50 kN Capacity with min 4 Speed 1.5, 1.25 2.5 mm/min and true speed control upto 15mm/min • Two pillar type. • Horizontal Clearance-265mm min • Vertical clearance-700mm min • Maximum Platen dia-130mm with Hardness of material(platen): 60 RHC. • Ram Dia 50mm • The lower platen moves up and down • A dial gauge mounting bracket is provided on one of the two pillars. • Suitable for operation on 220 V, 50 Hz, single phase,AC supply Paint quality:-Powder coating 70-80 micron thick Material of Construction: Special quality low carbon mild steel Mould - MS150mm ID x 175 mm H, Perforated Base Plate - MS Extension Collar - MS150 mm ID x 50 mm high Penetration Piston 50 mm face dia Circular Metal Spacer Disc, with detachable handle, 148 mm dia x 47.7 mm high, Annular Metal Weight 2.5 kg, 147 mm dia with 53 mm dia central hole Slotted Metal Weight 2.5 kg, 147 mm dia, with 53 mm dia slot Rammer 2.6 kg, 310 mm controlled drop Rammer 4.9 kg, 450 mm controlled drop Proving Ring Capacity 50 kN Dial Gauge 25 mm travel, 0.01 mm least count. Load frame pillar thread M30 X 600mm. Suitable for operation on 220 V, 50 Hz, single phase, AC supply. | 100000 | 1 | 100000 | 1 | 100000 | 1 | 100000 |  | 0 | 1 | 100000
11 | Laboratory Vane Shear Apparatus | As per the IS:2720 (Part 30) with special motor, Rotation 0.10/sec. Rate of rotation : 1/60 rpm Suitable for operation on 220 V, 50 Hz, Single Phase, AC supply. Container 1 No.Set of 4 Springs, (one each of capacity 2 kg-cm, 4 kg-cm, 6 kg-cm and 8 kg-cm min) | 40000 | 1 | 40000 | 0 | 0 | 1 | 40000 |  | 0 | 1 | 40000
12 | Infra –Red Moisture Meter | As per the IS:2720 (Part 2) The speed of drying (about 30 min), The infrared radiation is controlled by a voltage regulator. The instrument is provided with an indicator lamp. The balance scale (drum) is divided in terms of moisture percentage on wet weight basis, which are read directly from it. Graduations are from 0 to 100% in 0.2 % divisions. Suitable for operation on 220 V, 50 Hz, Single phase,AC Supply. Capacity : min 5g approx. Sensitivity : min 10 mg approx. Range : 0 to 100% moisture content on wet weight basis. Reading accuracy : min ± 0.20% Probable error : min ± 0.25% in the lower range upto compared to 25% and ± 1% for moisture contents Oven methods : above 50% Equipment consisiting of :- Infra Red Lamp Thermometer (L-shaped) | 100000 | 1 | 100000 | 0 | 0 | 1 | 100000 |  | 0 | 1 | 100000
13 | Direct shear apparutus . moterised with 12 speed . As per IS : 2720 ( part XIII ) | Microprocessor based load frame 2 kN Capacity with proving ring and dial gauges ,with related software Ref. Standards IS :11229, 2720 (Part 13) Supplied complete with carriage, loading hanger and 10:1 lever loading device. Suitable for specimens of size 60×60×25mm. Membrane keypad and the 40×2 LCD display. Precision loading rate of 0.00001 to 9.99999mm / minute. Suitable for operation on 220 V, 50 Hz, Single phase, AC Supply. Microprocessor control Accepts specimen 60mm square Shear Box Assembly, This assembly comprises of : Halves of the Shear Box 2 Nos. Plane Gripper Plate - 2 Perforated Gripper Plate - 2 Porous Stone - 2 Top Loading Pad - 1 Base Plate - 1 Specimen Cutter - 1 Min normal stress - 3 kg/cm2 Operation : Motorised Variable Rates of Strain Specimen Size : 60 x 60 x 25 mm Compression - Tension Proving Min Ring, 2 kN capacity Dial Gauge - 2 | 80000 | 1 | 80000 | 0 | 0 | 1 | 80000 |  | 0 | 1 | 80000
14 | Consolidation apparatus | As per IS:2720 (Part-XV), Should Consolidation Cell Assembly - min 3 Nos Fixed ring with Guide ring— Min 3 Nos Channelled base with water inlet— 3 Nos Water Jacket — 3Nos Different Set of weights WaterTank with assembly, | 50000 | 1 | 50000 | 1 | 50000 | 1 | 50000 |  | 0 | 1 | 50000
15 | Triaxial shear test apparatus | speeds between 0.00048 mm/min and 6.00 mm/min. Maximum Platen dia :- 198mm Tri-axial Cell , Stationary Bushing,38mm dia:- Ref Standard: IS : 2720 (Part XII) For testing specimen of size 38mm dia x 76mm long. • Triaxial Cell consists of Perspex chamber with anvil and loading plunger • The cell is easily split by releasing four type rods. • It is leak proof upto 10 bar (10 kg/cm2) fluid pressure. • An oil plug and an air vent are provided for introducing a thin layer of oil over water. This provides effective sealing at the plunger for long duration tests. • The cell is fitted with four sleeve packed valves of no volume change type of base. Cell Consisting of followings:- • Top loading pad, Perspex, 38 mm dia. 1 No. Plain Perspex disc 38mm dia x 6 mm thick 1 pair. Porous Stone 38mm dia x 6 mm thick. 1 pair. Sheath stretcher for 38 mm dia specimen 1 No. Two way split former for 38 mm dia specimen 1 No. Rubber sheath for 38 mm dia specimen 12 Nos. Drainage tube (short), 38 mm 4 Nos. Drainage tube (long), 38 mm 4 Nos. “O’ rings for 38mm dia specimen 4 Nos. Split Mould, 38mm dia 1 No. Top loading pad 38mm (plain) 1 No. Max Pressure - 12kg/cm2 . oil pump - 1 variable pressure - 16 bar pressure Suitable for operation on 220 V, 50 Hz, Single Phase,AC supply. •Pressure Transducer, 20 bar (20 kg/cm2) capacity, an LVDT (Displacement Sensor) having a range of 0- 20mm mm and a 3 - Channel Digital Indicator Digital Indicator :- Mode of Display : Micro controller multi line alpha numeric VFD display for all simultaneous channel Power supply Voltage : 220V, 50Hz, Single Phase Load cell:- Capacity : 10 kN Load Cell excitation : 5 V, DC | 1500000 | 1 | 1500000 | 0 | 0 |  |  |  | 0 | 0 | 0
16 | Unconfined Compression Tester | Digital Load Frame with LCD 50 kN Capacity with 4 Speed variations. • Horizontal Clearance - 265 mm • Vertical clearance - 700 mm • Maximum Platen dia - 130 mm • Maximum Platen Travel - 100mm • Ram Dia - 50mm • Suitable for operation on 220 V, 50 Hz, single phase, AC supply. • Ring capacity - 2 kN • Dial Gauge - 25 mm, 0.01 mm least count. • Mould - 38 mm dia × 76 mm long • Rubber Sheath - 38 mm dia specimen | 100000 | 1 | 100000 | 1 | 100000 | 1 | 100000 |  | 0 | 1 | 100000
17 | Proctor Test Apparatus for light compaction | As per the IS:2720 (Part 7), Compaction mould, Dia - 100 mm, Height - 127.3 mm, Volume - 1,000 ml. Rammer:- 2.6 kg | 20000 | 2 | 40000 | 1 | 20000 | 2 | 40000 |  | 0 | 1 | 20000
18 | Proctor Test Apparatus for heavy compaction | Material - Mild Steel as per the IS:2720 (Part 8), Rammer and Base Plate, made of Mild steel 150 mm dia, 127.3 mm height 2,250 ml volume. Rammer:- 4.9 kg | 25000 | 2 | 50000 | 1 | 25000 | 2 | 50000 |  | 0 | 1 | 25000
19 | Laboratory hot air oven | Digital laboratory over (18''x18''x18''), Hot oven 450mm digital | 10000 | 2 | 20000 | 2 | 20000 | 2 | 20000 |  | 0 | 1 | 10000
20 | Electronic Balance | upto 500g, and 5kg | 10000 | 2 | 20000 | 2 | 20000 | 2 | 20000 |  | 0 | 1 | 10000
21 | Sieve Shaker | Sieve Shaker, Motorized, with Built-in Digital Timer, • A digital timer adjustable from 0-99 minutes is incorporated as an integral part of the equipment. • The Sieve Shaker can carry up to 8 sieves of 20cm diameter, also supplied with 30cm adaptor. It is driven by a ¼ HP geared motor. , • The Sieve Table is inclined from the vertical axis and the direction of inclination changes progressively in the clockwise direction. In addition to the gyratory motion of the table, there is a tapping motion as well. Suitable for operation on 220 V, 50 Hz, Single Phase, AC supply. | 25000 | 1 | 25000 | 1 | 25000 | 1 | 25000 |  | 0 | 1 | 25000
22 | Density bottle | 100ml, 50ml, made of borosilicate | 5000 | 3 | 15000 | 3 | 15000 | 3 | 15000 |  | 0 | 2 | 10000
23 | sand bath | device with tray, stove, palet, knife, steel top with powder coated, 230V, single phase | 15000 | 1 | 15000 | 1 | 15000 | 1 | 15000 |  | 0 | 1 | 15000
24 | Non Corridible air tight container or can | 100ml, 200ml, 500ml, 1000ml, | 200 | 24 | 4800 | 24 | 4800 | 24 | 4800 |  | 0 | 24 | 4800
25 | Metre scale | 300mm length, steel made | 500 | 2 | 1000 | 2 | 1000 | 2 | 1000 |  | 0 | 2 | 1000
26 | Thermometer | 0.5'c-60'c | 1000 | 2 | 2000 | 2 | 2000 | 2 | 2000 |  | 0 | 2 | 2000
27 | Water bath | 15L capacity, temperature controlled, LED water bath | 50000 | 1 | 50000 | 1 | 50000 | 1 | 50000 |  | 0 | 1 | 50000
28 | Glass measuring cyliner | 1000ml | 1000 | 3 | 3000 | 3 | 3000 | 3 | 3000 |  | 0 | 3 | 3000
29 | stopwatch | accuracy: 0.001 seconds | 1000 | 1 | 1000 | 1 | 1000 | 1 | 1000 |  | 0 | 1 | 1000
|  |  | 2259700 | 85 | 2672800 | 66 | 657800 | 71 | 922800 | 0 | 0 | 66 | 852800 | 0 | 0 | 0 | 0
Department of Science and Technology - Patna, Bihar.
Standardization of Equipment in the Laboratories of All Engg. Colleges.
Branch: Civil Engg.
Fluid Mechanics
S.NO | Name of the Equipment | Specifications | Price / Unit (in Rs) | Qty | Total
1 | Venturi meter apparatus | • Acrylic test section • Closed loop water circulation • Compact & stand alone set up • Stainless Steel tanks Material Clear Acrylic compatible to 1" Dia. Flow Measurement : Capacity 30 Ltrs. Sump Tank : Capacity 50 Ltrs. Piping: MOC GI and PVC Stop Watch : Electronic Control Panel: On/Off Switch, Mains Indicator, etc | 50000 | 1 | 50000 | 1 | 50000 | 1 | 50000 | 1 | 50000 | 1 | 50000
2 | Forced & Free Vortex Apparatus | cylindrical Tanks - 2 Orifice: Set of 3 different Sizes, Material SS Flow circulation: Pump FHP capacity Sump tank: min capacity 50 Ltrs Drive Motor: HP variable speed motor Piping: MOC PVC Size ¼” Overall Dimensions: (L x B x H) 120 x 42 x120 cm | 80000 | 1 | 80000 |  | 0 | 1 | 80000 | 1 | 80000 | 1 | 80000
3 | Friction loss along a pipe | pipe Section : 3 pipes (Length 1 m) is provided out of: Material GI of Size Diameter ½” , 3/4”, 1” & 1 ¼ " Material SS of Size Diameter ½” Supply Tank: Capacity 50 Ltrs. Measuring tank: Capacity 30 Ltrs. Pump: FHP capacity make Crompton Greaves / Kirloskar Stop Watch ; Electronic Overall Dimensions: (L x B x H) 170 x 42 x 170 cm | 100000 | 1 | 100000 |  | 0 | 1 | 100000 | 1 | 100000 | 1 | 100000
4 | Impact of Jet | Test surface: Set of 2 - Flat Plate & Hemispherical Cup Nozzle : Material Brass/SS Enclosure: Clear acrylic Supply Tank: Capacity 50. MOC SS Measuring tank: Capacity 30 Liters MOC SS fitted with Piezometer Tube & scale Pump: FHP capacity make Crompton Greaves / Kirloskar Piping: MOC GI and PVC Stop Watch : Electronic Overall Dimensions: (L x B x H) 105 x 42 x170 cm | 75000 | 1 | 75000 |  | 0 | 1 | 75000 | 1 | 75000 | 1 | 75000
5 | Pitot Tube Apparatus | Material Copper/SS of compatible size fitted with Vernier scale. compatible to 1" Dia. Pipe. Water Circulation :FHP capacity make Crompton Greaves / Kirloskar Flow Measurement: Capacity 30 Ltrs. Sump Tank : Capacity 50 Ltrs. MOC SS Piping: MOC GI and PVC Stop Watch : Electronic Control Panel: On/Off Switch, Mains Indicator, etc. | 50000 | 1 | 50000 |  | 0 | 1 | 50000 | 1 | 50000 | 1 | 50000
6 | Bernoulli’s Apparatus | Test Section: Material Acrylic, Inlet Tank: Capacity 15 Ltrs. Supply Tank: Capacity 50 Ltrs. MOC SS Measuring Tank: Capacity 30 Ltrs. Piezometer Tubes: Tubes (9 Nos.) Pump: FHP capacity make Crompton Greaves/Kirloskar Stop Watch : Electronic | 60000 | 1 | 60000 | 1 | 60000 | 1 | 60000 | 1 | 60000 | 1 | 60000
7 | Stability of floating bodies | Light weight test section, Compact & stand alone set up, Simple to operate & maintain Max. angle of heel: ±13º Corresponding linear dimension: ±90mm Pontoon : Size 350 x 200 x 150 mm (approx.) Acrylic Tank : MOC PVC, Size 450 x 300 x 200 mm (approx.) | 25000 | 1 | 25000 |  | 0 | 1 | 25000 | 1 | 25000 | 1 | 25000
8 | Reynold’s apparatus | Tube: Material Borosilicate Glass Capillary Tube:Material Copper/Stainless Steel Constant Head Water Tank: Capacity 25 Ltrs, Water Circulation: FHP capacity Piping: MOC GI and PVC Flow Measurement: Using Measuring Cylinder Sump Tank: Capacity 50 Ltrs Stop Watch: Electronic Control Panel: On/Off Switch, Mains Indicator, etc. Overall Dimensions:(L x B x H) 135 x 42 x145 cm | 80000 | 1 | 80000 | 1 | 80000 | 1 | 80000 | 1 | 80000 | 1 | 80000
9 | Rectangular and ‘V’ Notch Apparatus | SS plates - 3 Notches, Rectangular Notch, 45° V Notch & 60° V Notch Channel Section : Min Size 600 x 250 x 180 mm Supply Tank: Min Capacity 80 Ltrs. Measuring tank with min Capacity 30 Ltrs. Vernier gauge Stop Watch : Electronic Overall Dimensions: (L x B x H) 120 x 42 x 160 cm | 50000 | 1 | 50000 |  | 0 | 1 | 50000 | 1 | 50000 | 1 | 50000
10 | Orifice and Mouth Piece Apparatus | Orifice - Set of 2, Acrylic- Diameter 10mm and 15 mm, Mouthpieces - 3, Acrylic (Diameter 10mm with L/D = 1, 2.5 & 4 ), Constant level tank: Capacity 25 Ltrs., Supply Tank: Capacity 50 Ltrs. Measuring tank: Capacity 30 Ltrs. Hook/Pointer Gauge, Pump, Piping Stop Watch : Electronic Overall Dimension: (L x B x H) 120 x42 x180 cm | 50000 | 1 | 50000 | 1 | 50000 | 1 | 50000 | 1 | 50000 | 1 | 50000
[7 empty] | 240000 |  | 620000 |  | 620000 |  | 620000
Department of Science and Technology - Patna, Bihar.
Standardization of Equipment in the Laboratories of All Engg. Colleges.
Branch: Civil Engg.
Mechanics of Solids
S.NO | Name of the Equipment | Specifications | Price / Unit (in Rs) | Qty | Total
1 | Brinell cum Rockwell Hardness Tester | 4 quick load change options 60, 100,(HRA, HRB, HRC) and 187.5 kgf • Direct reading of Rockwell scales HR - A,B,C. • Samples size upto 230 mm high & 155mm Throat Rockwell - 10 kgf Pre Load / 60, 100, 150 kgf Brinell - 10 kgf Pre Load / 187.5 kgf Display - Analogue. Conforms to IS 1586 - 2000 Specimen accommodations: Vertical space - 230mm Horizontal space (from central line) - 155mm | 50000 | 1 | 50000 | 1 | 50000 | 1 | 50000 | 1 | 50000 | 1 | 50000
2 | Fatigue Testing Machine 200kg | rotating type beam, size of specimen: 8 mm dia, rotation of 4200 rpm. A complete cycle of reversed stresses in each revolution is recorded. Total number of revolutions recorded using digital counter. As per the requirements of IS 5075-1959. Max. Bending Moment:- 2 Nm Bending Moment adjustable:- 2.5-20 Nm, Range-I 2.5-12.5 Nm/Range-II 12.5-20.0 Nm, Gripping dia of specimen:- 12mm Testing dia of specimen:- 8 mm Accuracy of appiled bending moment:- min. ± 1 % Digital Counter Power required:- 0.5 HP Power Supply:- 3 phase, 440 V, 50 Hz,A.C | 150000 | 1 | 150000 | 1 | 150000 | 1 | 150000 | 1 | 150000 | 1 | 150000
3 | Impact Testing Machine. | As per the IS: 10045-1993, Initial potential energy (joules) :- 300/170 Minimum scale graduation :- 2/2 Min Pendulum drop angle (Degree):- 140/90 Min Impact velocity (m/sec):- 5.308/3.994 Min length of pendulum (mm):- 813.5/813.5 Effective weight of pendulum (kg) :-21.300 /21.300 Min potential energy) :-0.5%/0.5% Angle at tip (Degree) :-30/75 Radius of curvature (mm):- 2/0.7 Width of tip (mm) :-18 Distance between supports (mm) :- 40 Radius of curvature at edge (mm) :-1 to 1.5 (CHARPY) Net Wight (kg) approx 425. Charpy Striker :- 1 Izod striker :- 1 Block :- 1 Specimen setting Gauges :- 2, spanners :- 1 Set | 80000 | 1 | 80000 | 1 | 80000 | 1 | 80000 | 1 | 80000 | 1 | 80000
4 | Torsion Testing Machine | Max. Torque Capacity (Nm):-100 Torque Resolution (Nm):- 0.01 Angle of Twist ( Degree) :- 0.1 Test Speed & Direction:- 1.5 RPM Reverse Clearance between grips (mm):-0- 400 Motor (hp):- 0.5 Power supply:- Three Phase, 415V, 50Hz. AC | 100000 | 1 | 100000 | 1 | 100000 | 1 | 100000 | 1 | 100000 | 1 | 100000
[7 empty] | 380000 |  | 380000 |  | 380000 |  | 380000
Department of Science and Technology - Patna, Bihar.
Standardization of Equipment in the Laboratories of All Engg. Colleges.
Branch: Civil Engg.
Engineering Geology
S.NO | Name of the Equipment | Specifications | Price / Unit (in Rs) | Qty | Total
1 | Model of earth’s crust | 1 | 5000 | 2 | 10000 |  | 0 | 2 | 10000 | 2 | 10000 | 2 | 10000 | 2 | 10000
2 | Model of earthquake and tsunami | Showing the origin, motion produced and the effect of earthquakes. Various types of seismic waves. | 5000 | 2 | 10000 |  | 0 | 2 | 10000 | 2 | 10000 | 2 | 10000 | 2 | 10000
3 | Radical 50 sets of rock samples | Radical 50 set of rocks collection of different rocks collected from different places, supplied in wooden box. Radical each specimen labeled with name | 20000 | 1 | 20000 |  | 0 | 1 | 20000 | 1 | 20000 | 1 | 20000 | 1 | 20000
4 | Set of minerals | Different set of minerals, supplied in wooden box. Each specimen labeled with name. | 20000 | 1 | 20000 |  | 0 | 1 | 20000 | 1 | 20000 | 1 | 20000 | 1 | 20000
5 | Topographical maps | One of India and one of Bihar, Paper Size A1 | 500 | 2 | 1000 |  | 0 | 2 | 1000 | 2 | 1000 | 2 | 1000 | 2 | 1000
6 | Structural Geological maps | One of India and one of Bihar, Paper Size A1 | 1000 | 2 | 2000 |  | 0 | 2 | 2000 | 2 | 2000 | 2 | 2000 | 2 | 2000
7 | Engineering Geographical maps | One of India and one of Bihar, Paper Size A1 | 500 | 2 | 1000 |  | 0 | 2 | 1000 | 2 | 1000 | 2 | 1000 | 2 | 1000
[7 empty] | 0 |  | 64000 |  | 64000 |  | 64000
Department of Science and Technology - Patna, Bihar.
Standardization of Equipment in the Laboratories of All Engg. Colleges.
Branch: Civil Engg.
Surveying & Geomatics | [15 empty] | 1 | 500000
5 | Cross Staff | CROSS STAFF WOODEN 4”x4”x2” WITH STEEL POLE | 2000 | 12 | 24000 |  | 0 |  |  |  | 0 |  |  |  |  | 1 | 100000
6 | Optical Square | OPTICAL SQUARE PWD PATTERN | 5000 | 6 | 30000 |  | 0 |  |  |  | 0 |  |  |  |  | 1 | 30000
7 | Ranging Rod (Steel) 4m, 3m | SOCKET TYPE (30 MM DIA): : Made of steel conduit pipe. Alternatively painted black and white or red and white. Fitted with strong shoe at the bottom. Size 4 Mtr | 1000 | 20 | 20000 |  | 0 |  |  |  | 0 |  |  |  |  | 2 | 20000
8 | Levelling, Staff (4m, 5m and 6m) | Made of aluminium channel. Screen printed figures in four, five sections and six respectively. Packed in canvas cover | 5000 | 6 | 30000 |  | 0 |  |  |  | 0 |  |  |  |  | 3 | 6000
9 | Engineers Measuring Chain 30m | 10 arrows made of 8 SWG Wire (Size Dia. 4 MM & L. 30 CM) 30M | 5000 | 24 | 120000 |  | 0 |  |  |  | 0 |  |  |  |  | 12 | 10000
10 | Metallic Tape 30 m, 10m, 5m | TAPE MEASURING METALLIC | 1000 | 3 | 3000 |  | 0 |  |  |  | 0 |  |  |  |  | 5 | 5000
11 | Plane table with all accessories | Made of pine wood with hard wooden battens at back having thorough slots for screws and washers nut for clamping. Plum-bob, Brass Plumbing-fork, Brass Spirit Level, Brass Alidade. Trough Compass, and canvas cover. | 5000 | 6 | 30000 |  | 0 |  |  |  | 0 |  |  |  |  | 2 | 10000
12 | Arrows (Metal) | Arrows made of 8 SWG wire | 100 | 12 | 1200 |  | 0 |  |  |  | 0 |  |  |  |  | 6 | 30000
13 | Mallet and pegs (wooden) | Wooden Pegs and mallet | 500 | 2 | 1000 |  | 0 |  |  |  | 0 |  |  |  |  | 1 | 1000
14 | Spirit level | BRASS MADE SIZE 6” | 1000 | 2 | 2000 |  | 0 |  |  |  | 0 |  |  |  |  | 2 | 10000
15 | Invar Tape 30m | FIBER GLASS TAPE of length 30M | 1000 | 3 | 3000 |  | 0 |  |  |  | 0 |  |  |  |  | 3 | 300
16 | Surveyor compass | Surveyor Compass with all accessories | 3000 | 6 | 18000 |  | 0 |  |  |  | 0 |  |  |  |  | 1 | 500
17 | stand |  | 10000 | 6 | 60000 |  | 0 |  |  |  | 0 |  |  |  |  | 1 | 1000
18 | chain | Engineers Measuring Chain 30m Made of SWG Nos. 8 with 100 links Size 30m long with 150 links 15 arrows | 2000 | 3 | 6000 |  | 0 |  |  |  | 0 |  |  |  |  | 1 | 1000
19 | tape | Metallic Tape 30m | 2000 | 3 | 6000 |  | 0 |  |  |  | 0 |  |  |  |  | 2 | 6000
20 | ranging rods | Ranging Rod (steel) 4m | 5000 | 12 | 60000 |  | 0 |  |  |  | 0 |  |  |  |  | 2 | 20000
21 | pegs | pegs (wooden) | 1000 | 12 | 12000 |  | 0 |  |  |  | 0 |  |  |  |  | 1 | 2000
22 | hammer | Hammer (1kg) | 500 | 3 | 1500 |  | 0 |  |  |  | 0 |  |  |  |  | 1 | 2000
24 | tripod | tripod with all accessories | 5000 | 6 | 30000 |  | 0 |  |  |  | 0 |  |  |  |  | 2 | 10000
25 | alidade | TELESCOPIC ALIDADE: Size 175 mm (7”) internal focusing with vertical circle gradated to read 30 min. with vernier extendable base plate, extendable to 375mm (15”). The spirit level is mounted on the top of the telescope is fitted with pull out glass stadia diaphragm. The vertical arch fully divided is half degree divided giving angles of elevation and depression readable by magnifers. The instrument is supplied in a wooden box | 2000 | 8 | 16000 |  | 0 |  |  |  | 0 |  |  |  |  | 2 | 2000
26 | trough compass | trough compass with all accessories | 2000 | 6 | 12000 |  | 0 |  |  |  | 0 |  |  |  |  | 1 | 500
27 | Plumb bob brass | Made of brass, Approx weight 250g | 500 | 6 | 3000 |  | 0 |  |  |  | 0 |  |  |  |  | 2 | 10000
28 | Prism Square | To lay off right angles that are multiples of 90° or of 45° | 3000 | 6 | 18000 |  | 0 |  |  |  | 0 |  |  |  |  | 2 | 4000
29 | Line ranger | Our expertise enables us to develop a broad range of measuring and survey equipment and instruments such as Line Rangers. Manufactured using high grade metal and alloys, these line rangers can be availed in standard as well as customized sizes and specifications. Used for various testing and measuring activities by our clients, our range can be availed at most descent prices. | 10000 | 6 | 60000 |  | 0 |  |  |  | 0 |  |  |  |  | 2 | 1000
30 | Clinometer | This manipulative is to measure angle of elevation or depression of any objected. This model con be used to find height and distance of a building etc. Provided in durable box. Optical adjustment for reading | 5000 | 6 | 30000 |  | 0 |  |  |  | 0 |  |  |  |  | 2 | 6000
31 | Auto Level | High resolution 32X telescope. Horizontal tangent system with magnetically-damped compensation structure. Excellent shockproof function with patent Totally sealed structure for use in any weather Exclusive closed magnetic field, magnetically - damped compensator Reflector -type circular vial observation Specification Image - Erect Magnification - 32X Effective Objective Aperture - 42mm Field of view - 1°20' Minimum Focus - 0.4m Multiplication constant - 100 Additive constant - 0 Compensator range - ±15 Compensator setting accuracy - ±0.3" Sensitivity of bubble - 10'/2 mm Horiz. circlereading - 1° or 1 gon Standard deviation for 1 km double run levelling - 1mm Net Weight - 1.85 kg Center Screw type - M16&5/8" | 25000 | 3 | 75000 |  | 0 |  |  |  | 0 |  |  |  |  | 2 | 20000
32 | Tacheometer | Specification: 5 digits 18 mm(0.6 ″)white backlight LCD Accuracy: ±(0.05%+1digit) Sampling Time: 0.5sec(over 120RPM) Range Select: Auto-Switch Memory: Max. value, Min. value, Last value Can store 96s data Time Base: 6MHz Quartz crystal Detecting Distance: 50~500mm Power Consumption: Approx 55mA Measuring range: 2.5~99999RPM Resolution: 0.1RPM (2.5~999.9RPM) 1RPM (over1000RPM) Total Test Range: 1~99999 Frequency Range: 1~1666.6Hz Resolution: 0.01Hz Time Base Accuracy: 10x10- 6(0~50°C) Power: 3×1.5V AA battery | 50000 | 3 | 150000 |  | 0 |  |  |  | 0 |  |  |  |  | 2 | 10000
33 | Planimeter | A planimeter is a measuring instrument used to determine the area of an arbitrary two-dimensional shape. Measuring by 6-digit pulse count enables to measure 100 times larger accumulative | 3000 | 3 | 9000 |  | 0 |  |  |  | 0 |  |  |  |  | 1 | 25000
[7 empty] | 0 |  |  |  | 0 |  |  |  |  | 1 | 50000
Department of Science and Technology - Patna, Bihar. | [15 empty] | 1 | 3000
Standardization of Equipment in the Laboratories of All Engg. Colleges.
Branch: Civil Engg.
Environmental Engineering
S.NO | Name of the Equipment | Specifications | Price | Qty | Total
1 | MAGNETIC STIRRER WITH HOT PLATE | Number of stirring Positions: 1 Calibration: Automatic Calibration Type of Drive Motor: Motorless magnetic coil type Display Option/Output Read out Option: Digital Magnetic stirrer is: with a hot plate or some other means for heating the liquid Controller type: Electronically controlled and Programmable Speed Control Accuracy of set speed (+/-) (RPM): 0 Maximum Stirring capacity per position: 2000 milliliter Ceramic Top Plate Material, Digital Front Panel, Last run memory CE certified Product (seller to furnish supporting document to Buyer on demand) SPEED Speed Mode: Variable Speed Minimum Speed Possible (RPM): 50 Maximum Speed (RPM) of variable speed mode equipment: 1600 DIMENSIONS External Dimension: (Height )200 millimeter External Dimension: Width 200 millimeter External Dimension: Depth: 50 millimeter Body Material: Stainless Steel Finish of Body material: Powder coated Top plate Finish: Ceramic coated STIR BAR Stir bar cover material: PTFE QUOTED ALNICO MAGNET Stir Bar length: 200 millimeter TOP PLATE Top plate area shape: Circular Circular Top plate diameter: 1000 millimeter Top plate Finish: Ceramic coated | 14569 | 3 | 43707 |  | 0 |  |  |  | 0 | 2 | 29138 | 3 | 43707
2 | AUTOMATIC WATER DISTILLATION EQUIPMENT DOUBLE STAGE | Electrical requirements 230 Volts 10 / 50 Hz Single phase Distillation water capacity (ltr/hr): 4 ltr/hr pH value 6.9-7.0 Conductivity (μS/cm) <1.0 Numbers of Built in Quartz heaters (nos): 2 Distillation units Type: horizontal Distillate Temperature (0C): 66.05 Biological Activity: Pyrogen free Built in Quartz heater capacity (KW): 3.5 Double stage glass(quartz) distillation units: yes Cooling Water consumption (ltr/hr):140 ltr/hr | 107049 | 1 | 107049 |  | 0 |  |  |  | 0 | 1 | 107049 | 1 | 107049
3 | Electronic Balance | Type of Electronic Weighing Machine: Electronic Precision Pan Balance Rated Load/ Capacity(kg): 220 gm Resolution(gms): 1 mg Class type Class-I Display: led Number of Display: single Speed of measurement: 4 second Number of scale division: 1000 Tare provision: Manual Power Requirement mains operated battery operated Power Supply: Single Phase DC Operating voltage in Volts: 6 Volt Battery Backup: Yes Backup time(hour): 10 Battery type: Non-rechargeable Battery rating: AAA1.5v Type of Sensing Element: Load Cell Number of load cell/EMFC: 1 Class of Protection: IP 65 | 10000 | 1 | 10000 |  | 0 |  |  |  | 0 | 1 | 10000 | 1 | 10000
4 | Jar Test Apparatus Flocculator | Unit supplied: with glass parts Construction: MS Powder coated Heating capacity of the heater (Watt): 500 Units of test: 6 Rotating Speed: 10RPM to 150 RPM Power: 230V , 50 Hz Flask capacities (ml): 1000 Electronic display for the speed and temperature Details of other accessories to be supplied along with the unit: GLASS PARTS | 70000 | 1 | 70000 |  | 0 |  |  |  | 0 | 1 | 70000 | 1 | 70000
5 | Fluoride Ion Meter (with Fluoride electrode) | #ERROR! | 312500 | 1 | 312500 |  | 0 |  |  |  | 0 | 1 | 312500 | 1 | 312500
6 | DOUBLE BEAM UV-VIS SPECTROPHOTOMETER | TYPE Type of Spectrophotometer: UV - VISIBLE Type of Optical System: Double Beam Monochromator Type: Holographic Grating Detector Type: Photodiode Spectral Bandwidth Type: Fixed Bandwidth LIGHT SOURCE Light Source: Deuterium Lamp Diffraction Grating (lines/mm):1400 Switching of Light Source: Automatic Wavelength Setting and Scanning: Automatic OPTICAL PERFORMANCE Source Wavelength –Minimum: 190 nanometer Source Wavelength –Maximum: 1100 nanometer Resolution: 0.3 nanometer Wavelength Accuracy (+/-): 0.5 nanometer Bandwidth (nm): 0.1 Scanning Speed(nm/min): 300 Focal length (mm): 100 to 149 Photometric measurement modes: Transmittance, Absorbance, Concentration (Wavelength, time) Photometric Absorbance(Max) (Abs) (+/-): 3 Photometric Absorbance Accuracy (Max) (+/-): 0.005 Photometric Transmittance (Max) (+/-): 100 percent Photometric Transmittance Accuracy (Max) (+/-): 0.1 percent Photometric Reflectance (Max) (+/-): 0 percent Photometric Reflectance Accuracy (Max) (+/-): 0.005 percent Baseline Correction: Automatic GENERIC Display: In-built display Display type: LCD with Backlight Display Size: 4 inch Test result printing: Through external printer Connectivity: RS 232 Sample switching/selection: Manual Capacity of Sample holder / Sample Carousel: 6 Maximum Path Length of sample: 100 millimeter Number of Cuvettes supplied-inclusive in the scope of supply: 10 Power Supply: 230 V ± 10, 50 Hz List of Items and Quantity of each item included in the offer: 2 NO of 10MM GLASS CUVETTES OPERATING CONDITIONS Minimum Operating Temperature: 10 degrees Celsius Maximum Operating Temperature: 40 degrees Celsius Operating Humidity (RH) (%) at 40-degree C: 80 percent | 470000 | 1 | 470000 |  | 0 |  |  |  | 0 | 1 | 470000 | 1 | 470000
7 | INDOTRONIX Micropipette Single Channel Fully Autoclavable 0.5-5ml | Type of Micropipette: Variable Volume Single Channel Material of Piston: Stainless Steel Autoclavable: Yes Digital Volume Indicator: With Other Details Conforming to Specification: With Calibration Certificate Volume Range of Variable Volume Single Channel pipette: 0.5ml -5ml, Volume increment (in Ul): 10 | 5000 | 1 | 5000 |  | 0 |  |  |  | 0 | 1 | 5000 | 1 | 5000
8 | Rotary Shaker | Performance Parameters Application: Mixing and development of cultures chemicals, solvents and assays etc in pathology, microbiology, chemical and bio technology Mounting: Bench Top Controller: Microprocessor Type of motor: Brushless DC Steeples frequency speed control: Yes Speed range in RPM: 50 to 400 Universal platform with adjustable rollers and surface to accommodate rechargeable clamps of assorted sizes/capacities for holding conical flaks: Yes Shaking amplitude in mm: 10 Material of body MS with powder coating Compact counter balance drive mechanism to ensure stability: Yes Platform size in length x width in (mm x mm): 12 x 12 Flask sizes which can be accommodated in plat form in ml: 500 Display: LED Parameters displayed Speed with preset facility Timer range in minutes: 99 Auto restart after power resumption: Yes Maximum volume in liters: 2 Motor protection in case of over load: Yes (LED Light flash, auto stop) Power supply: 230 v plus minus 10% 50 Hz Weight of Rotary Shaker in kg: 8 Dimensions of Rotary Shaker: 320 X 415 X 130 (mm) No of 50 ml clamps supplied with machine: 5 No of 100 ml clamps supplied with machine: 5 No of 250 l clamps supplied with machine: 5 No of 500 ml clamps supplied with machine: 5 No of 1000 ml clamps supplied with machine: 5 | 25000 | 1 | 25000 |  | 0 |  |  |  | 0 | 1 | 25000 | 1 | 25000
9 | Prestaltic pump | Flow range – 0.1ml/hr to 1000ml/hr Accuracy – ±2% Digital display of functions and time Auto-stop with audible alarm Battery back-up stores memory in case of power failure. | 75000 | 1 | 75000 |  | 0 |  |  |  | 0 | 1 | 75000 | 1 | 75000
10 | Dissolved Oxygen Meter | Measurement & Range: Dissolved Oxygen - 0 to 20.0 mg/L. Display: 13 mm ( 0.5" ) LCD, 3 1/2 digits. Accuracy: ± 0.4 mg/L. (after calibration within 23± 5 ℃) Resolution: 0.1 mg/L Power Supply: 006P DC 9V battery (Heavy duty type). | 15000 | 1 | 15000 |  | 0 |  |  |  | 0 | 1 | 15000 | 1 | 15000
11 | High Volume Air Sampler | Flow Rate 39 to 60 cfm for MFC; typically 42 to 45 cfm for VFC; Volumetric Flow Control Accuracy ±1% deviation over 24-hr period;Power Requirements 110/220 Â± 10V, 100W; Precision of Pressure Stabilization 0.05 Mpa; Flow/pressure recorder with circular charts, 4" (10 cm) dia.; range 10 to 65 cfm | 100000 | 1 | 100000 |  | 0 |  |  |  | 0 | 1 | 100000 | 1 | 100000
12 | pH meter | 20 x 2 line back lighted LCD display., pH Meter complies to USP and DIN standards, alphanumeric splash waterproof polyester keyboard with soft keys., Range 0° to 150° C. | 25000 | 1 | 25000 |  | 0 |  |  |  | 0 | 1 | 25000 | 1 | 25000
13 | Turbidity meter | 0 - 10,000 NTU , ± 2% of reading plus 0.01 NTU (0 to 1000 NTU) ± 5% of reading (1000 to 4000 NTU) ± 10% of reading (4000 to 10,000 NTU) , Response Time: less than 6 seconds, Sample Size: 30ml, Operating Temperature: 0° - 50°C | 10000 | 1 | 10000 |  | 0 |  |  |  | 0 | 1 | 10000 | 1 | 10000
14 | Nessler Tube | Borosilicate glass, 3.3mm thick, and 100ml capacity | 1000 | 1 | 1000 |  | 0 |  |  |  | 0 | 1 | 1000 | 1 | 1000
15 | Water testing kit | Drinking water testing kit, hardness, pH range, chloride, fluoride, nitrate turbidity test, weight of master kit: 3Kgs approx | 150000 | 1 | 150000 |  | 0 |  |  |  | 0 | 1 | 150000 | 1 | 150000
16 | Glass tes tube | made of Borosilicate | 500 | 24 | 12000 |  | 0 |  |  |  | 0 | 24 | 12000 | 24 | 12000
17 | Laboratory hot air over | Digital laboratory over (18''x18''x18''), Hot oven 450mm digital | 15000 | 1 | 15000 |  | 0 |  |  |  | 0 | 1 | 15000 | 1 | 15000
18 | Thermometer | Digital display, accuracy +/- 1'c | 5000 | 2 | 10000 |  | 0 |  |  |  | 0 | 2 | 10000 | 2 | 10000
19 | Incubator | 250V AC, 5 to 60'c, | 300000 | 1 | 300000 |  | 0 |  |  |  | 0 | 1 | 300000 | 1 | 300000
20 | test tube | made of Borosilicate | 500 | 10 | 5000 |  | 0 |  |  |  | 0 | 10 | 5000 | 10 | 5000
21 | BOD Bottle | 300ml bottle , made of borosilicate | 300000 | 6 | 1800000 |  | 0 |  |  |  | 0 | 1 | 300000 | 3 | 900000
22 | Chloroscope | Square unbreakable test tube - 2 Nos, glass dropper with rubber test-1No, O-Toluidine reagent-125ml, packed in thermocol box, to check chlorine in drinking water from 0.25ppm to 2ppm | 2000 | 6 | 12000 |  | 0 |  |  |  | 0 | 6 | 12000 | 6 | 12000
23 | Porcelain dish | made of Borosilicate | 500 | 6 | 3000 |  | 0 |  |  |  | 0 | 6 | 3000 | 6 | 3000
24 | Measuring cylinder | made of Borosilicate | 500 | 6 | 3000 |  | 0 |  |  |  | 0 | 6 | 3000 | 6 | 3000
25 | Beaker | made of Borosilicate | 500 | 6 | 3000 |  | 0 |  |  |  | 0 | 6 | 3000 | 6 | 3000
26 | Filter Paper | made of Borosilicate | 500 | 12 | 6000 |  | 0 |  |  |  | 0 | 12 | 6000 | 12 | 6000
27 | Funnel | made of Borosilicate | 500 | 6 | 3000 |  | 0 |  |  |  | 0 | 6 | 3000 | 6 | 3000
28 | Conical Flask | made of Borosilicate | 500 | 6 | 3000 |  | 0 |  |  |  | 0 | 6 | 3000 | 6 | 3000
29 | Burette | made of Borosilicate | 500 | 6 | 3000 |  | 0 |  |  |  | 0 | 6 | 3000 | 6 | 3000
30 | Laboratory flocculator | Stirring equipment for 4 or 6 places that accommodates beakers up to 1000 mL tall or 2000 mL short shape, Stirring speeds from 15 to 200 rpm, Adjustable timer up to 999 minutes or continuous operation, Two vertical and horizontal adjustable illumination units can be placed in the unit | 150000 | 1 | 150000 |  | 0 |  |  |  | 0 | 1 | 150000 | 1 | 150000
[7 empty] | 0 |  |  |  | 0 |  | 2232687
Department of Science and Technology - Patna, Bihar.
Standardization of Equipment in the Laboratories of All Engg. Colleges.
Branch: Civil Engg.
Hydrology and Water Resource Engineering Lab
S.NO | Name of the Equipment | Specifications | Price / Unit (in Rs) | Qty | Total
1 | Ordinary or Non-Recording Rain Gauge | Non Recording Rain Gauge should be manufactured from non-corrosive fiberglass reinforced plastic as per IS: 5225: 1969. Must consists of collector assembled with Gunmetaling, Funnel, Locking Rings and Base. | 40000 | 3 | 120000 |  | 0 | 3 | 120000 | 3 | 120000 |  |  | 3 | 120000
2 | SELF-RECORDING RAIN GAUGE | Rain Gauge shold be as per IS 5235: 1969 and made from reinforced fiberglass plastic. Container is assembled with Gunmetal Ring and Locking arrangements. Siphoning system and Recording arrangements are manufactured from brass/PVC. The high Torque Quartz Clock of min 25 hours revolution. Must Suppy 100-charts, pen, 15 cc ink | 45000 | 1 | 45000 |  | 0 | 1 | 45000 | 1 | 45000 |  |  | 1 | 45000
3 | Open Evaporation Pan | The Pan shuold be manufactured from Copper/G I sheet as per IS: 5973: 1998, duly tinned and epoxy pointed, and tested for no water leakage. | 70000 | 1 | 70000 |  | 0 | 1 | 70000 | 1 | 70000 |  |  | 1 | 70000
4 | Wind Vane | Manufactured as per IS: 5799: 1970 | 20000 | 1 | 20000 |  | 0 | 1 | 20000 | 1 | 20000 |  |  | 1 | 20000
5 | ANEMOMETER CUP COUNTER | Manufactured as per IS: 5912: 1970 | 30000 | 1 | 30000 |  | 0 | 1 | 30000 | 1 | 30000 |  |  | 1 | 30000
6 | Stevenson screen | Manufactured from best quality Indian seasoned wood and accurately assembled with side louvers as per IS: 5948:1970 and are suitable for housing Dry Bulb, Wet Bulb, Maximum and Minimum Temperature Thermometer. | 10000 | 1 | 10000 |  | 0 | 1 | 10000 | 1 | 10000 |  |  | 1 | 10000
7 | Thermometers | A set of thermometers which will be used for measurement of maximum, minimum air temperature and relative humidity | 10000 | 1 | 10000 |  | 0 | 1 | 10000 | 1 | 10000 |  |  | 1 | 10000
8 | Double Ring Infiltrometer | Infiltrometer rings made from Min.14 gauge MS sheet rolled and butt-welded. Hammering end reinforced with ½” iron strip and other end sharpened for smooth entry in to soil. Complete with one inner ring 30-cm dia.; one outer ring 45/60-cm dia. Min. Height of rings 30-cm; Must supply additionally: Driving Plate with Hammer; Float, Guide rod, Pointer Gauge & Stop watch. | 75000 | 1 | 75000 |  | 0 | 1 | 75000 | 1 | 75000 |  |  | 1 | 75000
9 | Pigmy Cup Type Current Meter | It should be suitable to measure the water velocities up to 1.0 m/sec. It has to meet the requirements of IS: 3910 and supplied duly calibrated from Govt. Research Institute. | 25000 | 1 | 25000 |  | 0 | 1 | 25000 | 1 | 25000 |  |  | 1 | 25000
10 | Cup Type Current Meter | It should be suitable to measure the water velocities up to 2.5 m/sec. It has to meet the requirements of IS: 3910 and supplied duly calibrated from Govt. Research Institute. Accessories required: 10 Kg fish weight, 10 m suspension cable and other accessories. | 25000 | 1 | 25000 |  | 0 | 1 | 25000 | 1 | 25000 |  |  | 1 | 25000
[7 empty] | 0 |  | 430000 |  | 430000
Department of Science and Technology - Patna, Bihar.
Standardization of Equipment in the Laboratories of All Engg. Colleges.
Branch: Civil Engg.
CADD Lab
S.NO | Name of the Equipment | Specifications | Price / Unit (in Rs) | Qty | Total
1 | PERSONAL COMPUTERS WITH ALL ACCESSORIES | Processor: Intel Core i7 processor : Turbo Boost Technology : 8 th Generation or higher with latest Q series Chipset : Frequency at least 3.20 GHz: RAM: 16 GB DDR4 Storage : 1TB Optical Drive:DVD Read & Write internal speaker with atleast 2 W capacity Communication: High Performance Intel 10/100/1000 on board integrated Gigabit NIC Port Network Connectivity with data Rate per port at least 1 Gbe (Gigabit Ethernet Controller ),inbuilt Bluetooth connectivity and WIFI connectivity Graphics Card:NVIDIA Graphics Card with at least 64 bit , 2 GB DDR3 memory with GPU clock speed at least 9000MHz Operating System: Genuine Windows 10 Professional OS with dual boot Ubantu preloaded with recovery image media in DVD from the OEM and Certificate of Authenticity of OS , List of Keys for OS Provided Separately Keyboard: Standard wired USB Keyboard with 104 Keys Mouse : Optical mouse with wired USB. Monitor:LED Backlit Color Monitor Size 19 to 24 inch with atleast resolution 1920 x 1080 with at least one HDMI port. Webcam integrated with monitor (optional). On Site Warranty: 3 Years | 75000 | 30 | 2250000 |  | 0 |  |  |  | 0
2 | PRINTER | Printer type - LaserJet; Functionality - Multi-Function (Print, Scan, Copy), Scanner type - Flatbed; Printer Output - Black & White only Connectivity - USB ; 2 inch LCD display Pages per minute - 14 ; Duplex Print - Manual ; Print resolution - Up to 600 x 600 DPI | 20000 | 1 | 20000 |  | 0 |  |  |  | 0
3 | DRAWING SOFTWARE-AutoCADD, 3D HOME, HOME PLAN | AUTO CAD 2019 S/W, 3D HOME PLAN | 100000 | 30 | 3000000 |  | 0 |  |  |  | 0
4 | UPS-10 KVA ONLINE (POWER BACKUP MINIMUM 1/2 HOURS | 10 KVA Online UPS with battery backup of 2:30 hrs output: Pure Sinewave | 125000 | 1 | 125000 |  | 0 |  |  |  | 0
5 | LCD PROJECTOR INSTALL AT ROOF BOTTOMWITH SCREEN AND ITS STAND | Full HD blue tooth and Wifi facility HIGH QUALITY PERFORMANCE: Native 1080p Full HD image quality high brightness 15000:1 contrast ratio and 6X RGBRGB color wheel, Full HD 3D & NVIDIA 3DTV support: Supports HDMI 1.4a mandatory 3D Formats, SHORT THROW: W1050 maximizes thrills in minimum space by projecting a massive 100-inch image at a mere 3 meters | 60000 | 1 | 60000 |  | 0 |  |  |  | 0
[7 empty] | 0 |  |  |  | 0
Department of Science and Technology - Patna, Bihar.
Standardization of Equipment in the Laboratories of All Engg. Colleges.
Branch: Civil Engg.
Hydraulics Engineering
S.NO | Name of the Equipment | Specifications | Price / Unit (in Rs) | Qty required | Total Price
1 | Hydraulic Bench and Notches | Test Notches - 3, Channel Section : Size 600 x 250 x 180 mm Supply Tank: Min. Capacity 80 Ltrs. Measuring tank with min Capacity 30 Ltrs Vernier gauge, Pump: FHP capacity, Piping Stop Watch : Electronic Overall Dimensions: (L x B x H) 120 x 42 x 160 cm |  | 1 |  |  | 0 |  |  |  | 0 |  |  | 1 | 38000
2 | Wind Tunnel | Test Section: 300x 300 x 450mm or above Blower axial fan type, Motor: Min 3 HP, 2800 RPM Speed Controller: For Variable Speed from 10% to 100% speed. Air Velocity: 2 to 30 m/s approximate Multiple tube Manometer: Min 15 PVC Tubes 0-45° Length of U tube manometer - 1 m Pitot Static Tube : 300 mm, Velocity Measuring Range 0-30 m/s |  | 1 |  |  | 0 |  |  |  | 0 |  |  | 1 | 800000
3 | Renauld's apparatus | Capillary Tube:Material Copper/Stainless Steel Constant Head Water Tank: Min Capacity 25 Ltrs, ater Circulation: FHP capacity Piping: MOC GI and PVC Measuring Cylinder Sump Tank: Capacity 50 Ltrs Stop Watch: Electronic Overall Dimensions:(L x B x H) 135 x 42 x145 cm |  | 1 |  |  | 0 |  |  |  | 0 |  |  | 1 | 80000
4 | Viscocity Meter | titanium bob , stainless steel cup, front panel. |  |  |  |  | 0 |  |  |  | 0 |  |  | 1 | 15000
5 | Open channel flume | Product:Multi- purpose teaching flume Channel slope: adjustable between ±2% or Confirm Max. Slope (Adjustable): Adjustable between 2°or Confirm Tilting Arrangement: Single Screw Jack, Pump:2 HP Sump Tank MOC (SS): 450 Ltr Approx Electric Supply: 220/240V/1ph/50 Hz @10 A |  | 1 |  |  | 0 |  |  |  | 0 |  |  | 1 | 90000
6 | Friction Losses apparatus | Pipe Test Section - 3 (Length 1 m) is provided out of: Material GI of Size Diameter ½” , 3/4”, 1” & 1 ¼ " Material SS of Size Diameter ½” Supply Tank: Capacity 50 Ltrs. Measuring tank: Capacity 30 Ltrs. Stop Watch ; Electronic Overall Dimensions: (L x B x H) 170 x 42 x 170 cm |  | 1 |  |  | 0 |  |  |  | 0 |  |  | 1 | 100000
7 | Renauld's apparatus | Capillary Tube:Material Copper/Stainless Steel Constant Head Water Tank: Capacity 25 Ltrs, Water Circulation: FHP capacity make Crompton Greaves / Kirloskar Piping: MOC GI and PVC Sump Tank: Capacity 50 Ltrs MOC SS Stop Watch: Electronic Control Panel: On/Off Switch, Mains Indicator, etc. Overall Dimensions:(L x B x H) 135 x 42 x145 cm |  | 1 |  |  | 0 |  |  |  | 0 |  |  | 1 | 80000
8 | Helli Shaw | Valve Adjusting The Flow Velocity, Tank With Flow Straightener, Contrast Medium, Upper Glass Plate, Bottom Glass Plate With Water Connections (Sources/Sinks), Valves For Sinks, Valves For Sources, Water Drain Contrast Medium, drag body, models for changes in cross section, 4 sources/sinks arranged in a cross shape 2 Pexi Glass Plates: - - Thickness 5mm Inlet Of Contrast Medium (Ink): 09 Nozzles Tank For Contrast Medium: 200ml |  |  |  |  | 0 |  |  |  | 0 |  |  | 1 | 26000
9 | Renauld's apparatus | Capillary Tube:Material Copper/Stainless Steel Constant Head Water Tank: Capacity 25 Ltrs, MOC SS Water Circulation: FHP capacity Sump Tank: Capacity 50 Ltrs MOC SS Stop Watch: Electronic Control Panel: On/Off Switch, Mains Indicator, etc. Overall Dimensions:(L x B x H) 135 x 42 x145 cm |  | 1 |  |  | 0 |  |  |  | 0 |  |  | 1 | 100000
10 | Friction Losses apparatus | Pipe Test Section - 3 pipes (Length 1 m) Supply Tank: Capacity 50 Ltrs. MOC SS Measuring tank: Capacity 30 Ltrs. Pump: FHP capacity Stop Watch ; Electronic Overall Dimensions: (L x B x H) 170 x 42 x 170 cm |  | 1 |  |  | 0 |  |  |  | 0 |  |  | 1 | 80000
11 | Piezometer | complete set and accessories, Made of Borosilicate with stand |  | 1 |  |  | 0 |  |  |  | 0 |  |  | 1 | 145000
12 | Bourdon's Tube pressure gauge | Tube made of brass, capacity 100mPA. |  | 1 |  |  | 0 |  |  |  | 0 |  |  | 1 | 9500
13 | U-tube manomter | With stand borosilicate and with attachement of transparent PVC Pipes, and Mercury |  | 1 |  |  | 0 |  |  |  | 0 |  |  | 1 | 3800
14 | Inclined manometer | With stand borosilicate and with attachement of transparent PVC Pipes, and Mercury |  | 1 |  |  | 0 |  |  |  | 0 |  |  | 1 | 2600
15 | Watermeter | 100mPA |  | 1 |  |  | 0 |  |  |  | 0 |  |  | 1 | 12000
16 | Hydraulic Jump apparatus | Complete set with all accessories, Glass walled flume with sluice gates & a spillway arrangement, Point gauges, Manometer & scales, Pump, Channel Size : 1000 x 250 x 200 mm• Sump tank capacity : 75 liters • Volumetric tank capacity : 40 liters • Pump : Motor 0.5 HP,Mono block type,0-60 Liter/min• Piping with necessary Valves and Fittings |  | 1 |  |  | 0 |  |  |  | 0 |  |  | 1 | 33000
17 | Pump (Single acting, centrifugal, reciprocating) | Flow rate 6000 lph, (1) Single acting pump in which the liquid is acted upon by only one face of the piston. (2) Double acting pump in which the liquid is acted upon by both the faces of the piston. A reciprocating pump is provided with air vessels to maintain uniform discharge in the suction and delivery pipes. Air vessels function in a manner similar to the flywheel in an IC engine – they store liquid when discharge is high. |  | 1 |  |  | 0 |  |  |  | 0 |  |  | 1 | 11000
[7 empty] | 0 |  |  |  | 0
[6 empty] | Grand Total | 1277800 | 168 | 10774725 | 41 | 6393915 |  | 6577058 |  | 10512360 |  | 958300